## TOTCO2
~COMAGG
CommName | AGRCO2N | COMCO2N | RSDCO2N | ELCCO2N | TRACO2N | INDCO2N | SUPCO2N | HYDROGENCO2N | WASTECO2N | AGRNEECO2N
TOTCO2 | 1 | 1 | 1 | 1 | 1 | 1 | 1 | 1 | 1 | 1
~FI_Comm
Csets | Region | CommName | CommDesc | Unit | LimType | CTSLvl | PeakTS | Ctype
*Commodity Set Membership | Region Name | Commodity Name | Commodity Description | Unit | Sense of the Balance EQN. | Timeslice Level | Peak Monitoring | Electricity Indicator
ENV |  | TOTCO2 | Total CO2 | kt
|  | AGRNEECO2N | Agricuture non-energy emissions | kt
Note on B10: Csets declarations are inherited until the next one is encountered. Allowed Cset: NRG (Energy) ENV (Emission) DEM (Demand) MAT (Material) FIN (Financial)
Note on G10: Amit Kanudia: LO for PRODUCTION >= CONSUMPTION (Default) FX for PRODUCTION = CONSUMPTION UP for PRODUCTION <= CONSUMPTION
Note on H10: Allowed CTSLvl SEASON (Seasonal level) WEEKLY (Weekly level) DAYNITE (day and night level)
Note on I10: Allowed PeakTS ANNUAL (to generate Peak Equation for all the TimeSlices) User TS (to generate Peak Equation for a single TS)
Note on J10: Allowed Ctype ELC (Electricity)

## ProcComm
~FI_Process | [7 empty] | MovedToSysSettings
Sets | TechName | TechDesc | Tact | Tcap | Tslvl | PrimaryCG | Vintage | Csets | CommName | CommDesc | Unit | LimType | CTSLvl | PeakTS | Ctype
ELE | SUPELC00 | Fuel Tech - Electricity (SUP) | PJ | PJa |  |  |  | NRG | BIODRY | Dry Bio waste | PJ
HPL | SUPHTH00 | Fuel Tech - High Temperature Heat (SUP) | PJ | PJa |  |  |  | NRG | BIOGAS | Biogas | PJ
MIN | MINCOHRSV1 | Hard Coal - Located reserves - Step 1 | PJ |  | ANNUAL |  |  | NRG | BIOLIQ | Biofuels | PJ
MIN | MINCOHRSV2 | Hard Coal - Reserves growth - Step 1 | PJ |  | ANNUAL |  |  | NRG | BIOMUN | Municipal Waste | PJ
MIN | MINCOHRSV3 | Hard Coal - Reserves growth - Step 2 | PJ |  | ANNUAL
MIN | MINCOLRSV1 | Lignite - Located reserves - Step 1 | PJ |  | ANNUAL |  |  | NRG | BIOSLU | Industrial Waste-Sludge | PJ
MIN | MINCOLRSV2 | Lignite - Reserves growth - Step 1 | PJ |  | ANNUAL |  |  | NRG | BIOWOO | Wood Products | PJ
MIN | MINCOLRSV3 | Lignite - New discovery | PJ |  | ANNUAL |  |  | NRG | COABRO | Brown Coal | PJ |  |  |  |  | *~lignite coal
MIN | MINCOOFRE1 | Source Free cooling agent | t |  | ANNUAL |  |  | NRG | COACOK | Coke | PJ |  |  |  |  | *~Bituminous coal
MIN | MINGASRSV1 | Natural gas - Located reserves - Step 1 | PJ |  | SEASON |  |  | NRG | COAHAR | Hard Coal | PJ |  |  |  |  | *~hard coal, the most mature type of coal
MIN | MINGASRSV4 | Natural gas - Reserves growth - Step 1 | PJ |  | SEASON |  |  | NRG | COALIG | Lignite | PJ
MIN | MINGASRSV7 | Natural gas - New discovery - Step 1 | PJ |  | SEASON |  |  | NRG | COHRSV | Hard Coal Reserves | PJ
MIN | MINMALBAU1 | Source Aluminium: Bauxite | t |  | ANNUAL |  |  | NRG | COLRSV | Lignite Reserves | PJ
MIN | MINMALSCR1 | Source Aluminium: Scrap | t |  | ANNUAL |  |  | NRG | GASBFG | Blast-Furnace Gas | PJ |  |  |  |  | *In summary, blast furnace gas and coke-oven gas are specific to the iron and steel-making industry, while gas works gas was historically used in urban areas for lighting and heating. Natural gas, extracted from natural gas fields, is a more versatile and widely used fuel for various applications across industries and households. Their relationships lie in their origins from specific industrial processes and their common use as fuel sources.
MIN | MINMCUORE1 | Source Copper: Ore | t |  | ANNUAL |  |  | NRG | GASCOG | Coke-Oven Gas | PJ
MIN | MINMCUSCR1 | Source Copper: Scrap | t |  | ANNUAL |  |  | NRG | GASGWG | Gasworks Gas | PJ
MIN | MINMGHRYC1 | Source Glass: Recycled | t |  | ANNUAL |  |  | NRG | GASNAT | Natural Gas | PJ |  | SEASON
MIN | MINMISORE1 | Source Iron&Steel: Ore | t |  | ANNUAL |  |  | NRG | GASPIP | Natural Gas Pre-Pipeline | PJ |  | SEASON |  |  | *The term "Natural Gas Pre-Pipeline" encompasses the activities that prepare natural gas for safe and efficient transportation through pipelines to end-users, including residential, commercial, and industrial consumers.
MIN | MINMISOXY1 | Source Iron&Steel: Oxygen | t |  | ANNUAL |  |  | NRG | GASRSV | Natural Gas Reserves | PJ |  | SEASON
MIN | MINMISQLI1 | Source Iron&Steel: Quick Lime | t |  | ANNUAL |  |  | *
MIN | MINMISSCR1 | Source Iron&Steel: Scrap Iron | t |  | ANNUAL |  |  | NRG | OILCRD | Crude Oil | PJ
MIN | MINMLMSTN1 | Source Lime: Limestone | t |  | ANNUAL |  |  | NRG | OILDST | Diesel | PJ
MIN | MINMPPGYP1 | Source Paper: Gypsum | t |  | ANNUAL |  |  | NRG | OILFDS | Feedstocks | PJ
MIN | MINMPPKAO1 | Source Paper: Kaolin | t |  | ANNUAL |  |  | NRG | OILGSL | Gasoline | PJ
MIN | MINMPPNOH1 | Source Paper: Sodium Hydraxide | t |  | ANNUAL |  |  | NRG | OILHFO | Heavy Fuel Oil | PJ
MIN | MINMPPOXY1 | Source Paper: Oxygen | t |  | ANNUAL |  |  | NRG | OILKER | Kerosenes - Jet Fuels | PJ
MIN | MINMPPRYC1 | Source Paper: Recycled | t |  | ANNUAL |  |  | NRG | OILLPG | Liquified Petroleum Gas | PJ
MIN | MINMPPWOO1 | Source Paper: Wood | t |  | ANNUAL |  |  | NRG | OILNAP | Naphtha | PJ |  |  |  |  | * which can categorized into other oil
MIN | MINOILRSV1 | Crude Oil - Located reserves - Step 1 | PJ |  | ANNUAL |  |  | NRG | OILNEU | Non Energy | PJ
MIN | MINOILRSV2 | Crude Oil - Located reserves - Step 2 | PJ |  | ANNUAL |  |  | NRG | OILOTH | Other Petroleum Products | PJ
MIN | MINOILRSV4 | Crude Oil - Reserves growth - Step 1 | PJ |  | ANNUAL |  |  | NRG | OILPIP | Crude Oil Pre-Pipeline | PJ
MIN | MINOILRSV7 | Crude Oil - New discovery - Step 1 | PJ |  | ANNUAL |  |  | NRG | OILRFG | Refinery Gas | PJ
MIN | MINRENGEO1 | Geothermal Potential | PJ |  | ANNUAL |  |  | NRG | OILRSV | Crude Oil Reserves | PJ
MIN | MINRENHYD1 | Hydro Potential | PJ |  | ANNUAL |  |  | NRG | RENGEO | Geothermal | PJ
MIN | MINRENSOL1 | Solar Potential | PJ |  | ANNUAL |  |  | NRG | RENHYD | Hydro | PJ
MIN | MINRENWIN1 | Wind Potential | PJ |  | ANNUAL |  |  | NRG | RENSOL | Solar | PJ
MIN | SUPCRD00 | Fuel Tech - Crude Oil (SUP) | PJ | PJa | ANNUAL |  | YES | NRG | RENWIN | Wind | PJ
MIN | SUPGAS00 | Fuel Tech - Natural Gas (SUP) | PJ | PJa | SEASON |  | YES
MIN | SUPRPG00 | Fuel Tech - Refinery Gas and LPG (SUP) | PJ | PJa | ANNUAL |  | YES | NRG | SUPBIO | Biomass (SUP) | PJ
MIN | SUPRPP00 | Fuel Tech - Refined Petroleum Products (SUP) | PJ | PJa | ANNUAL |  | YES | NRG | SUPCOA | Coal (SUP) | PJ
PRE | SPIPGAS100 | Gas Pipelines | PJ | PJa | SEASON |  | YES | NRG | SUPCRD | Crude Oil (SUP) | PJ
PRE | SPIPOIL100 | Oil Pipelines | PJ | PJa | ANNUAL |  | YES | NRG | SUPELC | Electricity (SUP) | PJ |  | DAYNITE
PRE | SPRICOH100 | Hardcoal Production | PJ | PJa | ANNUAL |  | YES | NRG | SUPGAS | Natural Gas (SUP) | PJ |  | SEASON
PRE | SPRICOL100 | Lignite Production | PJ | PJa | ANNUAL |  | YES | NRG | SUPHTH | High Temperature Heat (SUP) | PJ |  | DAYNITE
PRE | SPRIGAS100 | Natural Gas Production | PJ | PJa | SEASON |  | YES | NRG | SUPRPG | Refinary Gas and LPG (SUP) | PJ
PRE | SPRIOIL100 | Crude Oil Production | PJ | PJa | ANNUAL |  | YES | NRG | SUPRPP | Refined Petroleum Products (SUP) | PJ
PRE | SGPC_COKE | SGPC to coke | PJ | PJa | ANNUAL |  | YES | ENV | SUPCH4N | Methane - Combustion (SUP) | kt
* | SSCDBRIQ00 | Briquetting Plants Production | PJ | PJa | ANNUAL |  | YES | ENV | SUPCH4P | Methane - Process (SUP) | kt
PRE | SSCDCOKE00 | Cokeoven Plants Production | PJ | PJa | ANNUAL |  | YES | ENV | SUPCO2N | Carbon Dioxide - Combustion (SUP) | kt
* | SSCDGASW00 | Gasworks Production | PJ | PJa | ANNUAL |  | YES | ENV | SUPCO2P | Carbon Dioxide - Process (SUP) | kt
PRE | SSCDRFLX00 | Flexible Refinery | PJ | PJa | ANNUAL | NRGI | YES | ENV | SUPCOXN | Carbon Monoxide - Combustion (SUP) | kt
* | STRANSF00 | Interproduct transfers | PJ | PJa | ANNUAL |  |  | ENV | SUPCOXP | Carbon Monoxide - Process (SUP) | kt
* | STRANSFFDS00 | Products Transferred | PJ | Pja | ANNUAL |  |  | ENV | SUPCXFN | Fluoro Carbons - Combustion (SUP) | kg
PRE | SUPBIO00 | Fuel Tech - Biomass (SUP) | PJ | PJa | ANNUAL |  |  | ENV | SUPCXFP | Fluoro Carbons - Process (SUP) | kg
PRE | SUPCOA00 | Fuel Tech - Coal (SUP) | PJ | PJa | ANNUAL |  |  | ENV | SUPN2ON | Nitrous Oxide - Combustion (SUP) | kt
PRE | SUPREFHTH00 | Fuel Tech - Refinery Heat (SUP) | PJ | PJa | SEASON |  |  | ENV | SUPN2OP | Nitrous Oxide - Process (SUP) | kt
* | MINNUCU308 |  | tU | tUa | ANNUAL |  |  | ENV | SUPNOXN | Nitrogen Oxides - Combustion (SUP) | kt
MIN | MINRENAHT | Domestic Potential of Ambient Heat | PJ | PJa | ANNUAL |  |  | ENV | SUPNOXP | Nitrogen Oxides - Process (SUP) | kt
MIN | MINRENTID01 | Wave Energy Potential | PJ | PJa | ANNUAL |  |  | ENV | SUPPMAN | Particulate 2.5 - Combustion (SUP) | kt
MIN | MINMATWOOD | Wood Waste and Pulping Liquor used for industry | PJ | PJa | ANNUAL |  |  | ENV | SUPPMAP | Particulate 2.5 - Process (SUP) | kt
MIN | MINURANIUM |  | PJ | PJa | ANNUAL |  |  | ENV | SUPPMBN | Particulate 10 - Combustion (SUP) | kt
[8 empty] | ENV | SUPPMBP | Particulate 10 - Process (SUP) | kt
[8 empty] | ENV | SUPSF6N | Sulphur Hexafluoride - Combustion (SUP) | kg
[8 empty] | ENV | SUPSF6P | Sulphur Hexafluoride - Process (SUP) | kg
[8 empty] | ENV | SUPSO2N | Sulphur Dioxide - Combustion (SUP) | kt
[8 empty] | ENV | SUPSO2P | Sulphur Dioxide - Process (SUP) | kt
[8 empty] | ENV | SUPVOCN | Volatile Organic Compounds - Combustion (SUP) | kt
[8 empty] | ENV | SUPVOCP | Volatile Organic Compounds - Process (SUP) | kt
[8 empty] | ENV | TOTGHG | Total Greenhouse Gas Emissions | kt
Note on B59: xli9: If we model the whole nuclear chain (transmission, production...) there is no nuclear generations in results

## Topology-MiningTech_inout
~FI_T
TechName | Comm-IN | Comm-IN-A | Comm-OUT | EFF
MINCOHRSV1 |  |  | COHRSV
MINCOHRSV2 |  |  | COHRSV
MINCOHRSV3 |  |  | COHRSV
MINCOLRSV1 |  |  | COLRSV
MINCOLRSV2 |  |  | COLRSV
MINCOLRSV3 |  |  | COLRSV
MINCOOFRE1 |  |  | COOFRE
MINGASRSV1 |  |  | GASRSV
MINGASRSV4 |  |  | GASRSV
MINGASRSV7 |  |  | GASRSV
MINOILRSV1 |  |  | OILRSV
MINOILRSV2 |  |  | OILRSV
MINOILRSV4 |  |  | OILRSV
MINOILRSV7 |  |  | OILRSV
MINRENGEO1 |  |  | RENGEO
MINRENHYD1 |  |  | RENHYD
MINRENSOL1 |  |  | RENSOL
MINRENWIN1 |  |  | RENWIN
MINMPPWOO1 |  |  | WOOD |  |  | 35%
MINRENAHT |  |  | RENAHT | 1 |  |  | SUPBIO00 | BIOGAS |  | 1
MINURANIUM |  |  | NUCU308 | 1 |  |  | SUPBIO00 | BIOLIQ
[7 empty] | SUPBIO00 | BIOMUN
[7 empty] | SUPBIO00 | BIOSLU
[7 empty] | SUPBIO00 | BIOWOO
[7 empty] | SUPBIO00 |  | SUPBIO
[7 empty] | SUPCOA00 | COABRO |  | 1
[7 empty] | SUPCOA00 | COACOK
MINMATWOOD |  |  | MATWOOD | 1 |  |  | SUPCOA00 | COAHAR
[7 empty] | SUPCOA00 | COALIG
[7 empty] | SUPCOA00 |  | SUPCOA
[7 empty] | SUPCRD00 | OILCRD |  | 1
[7 empty] | SUPCRD00 | OILRSV
[7 empty] | SUPCRD00 |  | SUPCRD
[7 empty] | SUPELC00 | ELC |  | 1
[7 empty] | SUPELC00 |  | SUPELC
[7 empty] | SUPGAS00 | GASNAT |  | 1
[7 empty] | SUPGAS00 |  | SUPGAS
[7 empty] | SUPHTH00 | HETHTH |  | 1
[7 empty] | SUPHTH00 |  | SUPHTH
[7 empty] | SUPRPG00 | OILLPG |  | 1
[7 empty] | SUPRPG00 |  | SUPRPG
[7 empty] | SUPRPP00 | OILDST |  | 1
[7 empty] | SUPRPP00 | OILGSL
[7 empty] | SUPRPP00 | OILHFO
[7 empty] | SUPRPP00 | OILKER
[7 empty] | SUPRPP00 | OILOTH
[7 empty] | SUPRPP00 |  | SUPRPP
TechName | Comm-IN | Comm-OUT | 2020 | RO | 0
SUPREFHTH00 | HETHTH | REFHTH | 0 | 7 | 5
Note on H21: xli9: https://www.cer-rec.gc.ca/en/data-analysis/energy-markets/market-snapshots/2023/market-snapshot-canada-bioenergy-diversity-potential.html
Note on E24: xli9: The “Wood Waste and Pulping Liquor” suggested in NRCan point to the material rather than energy, and this website (the potential for biomass) indicate that these 1800PJ potential is for electricity and heating, so it seems these two commodity (MATWOOD and Wood as an energy) should be modelled seperately.. But to review the bio-change over time we combined them two
Note on E30: xli9: The “Wood Waste and Pulping Liquor” suggested in NRCan point to the material rather than energy, and this website (the potential for biomass) indicate that these 1800PJ potential is for electricity and heating, so it seems these two commodity (MATWOOD and Wood as an energy) should be modelled seperately

## Reserves-MiningTechAttribute
[5 empty] | AT | QU | ON | MA | SA | AL | BC | the unit for cost is M$/PJ, same with EU-TIMES and DEMO9
|  |  |  | ~FI_T | [8 empty] | EU-TIMES data source
TechName | Attribute | LimType | CommName | Year | AT | QU | ON | MA | SA | AL | BC | *Set no limit for ON, because the iron industry there is thirsty for coke oven, which from hard coal | AL | AT | BA | BE | BG | CH | CY | CZ | DE | DK | EE | ES | FI | FR | EL | HR | HU | IE | IS | IT | KS | LT | LU | LV | ME | MK | MT | NL | NO | PL | PT | RO | RS | SE | SI | SK | UK
MINCOHRSV1 | BNDACT | UP |  | 2020 | 0 | 0 | 0 | 0 | 0 | 322.3586 | 730.4246 | *29.3 GJ/tonne hard coal, while 15 GJ/tonne lignite coal, referring to https://www150.statcan.gc.ca/n1/pub/57-601-x/2011003/appendix-appendice1-eng.htm | EU-TIMES data source BG: 2.5; EU-TIMES data source CZ: 450; EU-TIMES data source DE: 1500; EU-TIMES data source ES: 274; EU-TIMES data source IS: 5; EU-TIMES data source IT: 2.5121; EU-TIMES data source PL: 2478; EU-TIMES data source RO: 100; EU-TIMES data source RS: 52; EU-TIMES data source SI: 33.72; EU-TIMES data source UK: 800
MINCOHRSV1 | BNDACT | UP |  | 2050 | 0 | 0 | 0 | 0 | 0 | 322.3586 | 730.4246 | *The hard coal is mainly from BC then AL, and lignite is from SA [https://natural-resources.canada.ca/minerals-mining/mining-data-statistics-and-analysis/minerals-metals-facts/coal-facts/20071?utm_source=chatgpt.com];We verified our data source by using---Most of the coal mined in Canada comes from British Columbia (59%), Alberta (28%) and Saskatchewan (13%)[https://natural-resources.canada.ca/minerals-mining/mining-data-statistics-and-analysis/minerals-metals-facts/coal-facts/20071?utm_source=chatgpt.com]; assuming the mining capacity doesn't change with time | EU-TIMES data source BG: 10; EU-TIMES data source CZ: 400; EU-TIMES data source ES: 274; EU-TIMES data source IS: 5; EU-TIMES data source IT: 2.5121; EU-TIMES data source PL: 2500; EU-TIMES data source RO: 100; EU-TIMES data source RS: 78; EU-TIMES data source SI: 0; EU-TIMES data source UK: 1600
MINCOHRSV1 | CUM | UP |  | 2020 | [5 empty] | 53189.169 | 120520.0562 | *potential for exploring, with a cost of 1.52; * Canada's coal proved reserves amounted to roughly 6.6 billion metric tons in 2020, which is as indicated in https://www.statista.com/statistics/265436/proved-coal-reserves-in-canada/#:~:text=Canada%27s%20coal%20proved%20reserves%20amounted%20to,roughly%206.6%20billion%20metric%20tons%20in%202020; While 39.55 million metric tons are produced in 2020 (https://www.ceicdata.com/en/indicator/canada/coal-production#:~:text=Canada%20Coal%20Production%20was%20reported%20at%2039.550%20Tonne,from%20Dec%201981%20to%202020%2C%20with%2040%20observations). So the Cumulative value is nearly about 165 times of 2020 production | EU-TIMES data source BG: 3000; EU-TIMES data source CZ: 2677.5; EU-TIMES data source DE: 630200; EU-TIMES data source ES: 21035.732; EU-TIMES data source FR: 598; EU-TIMES data source HU: 5968.314; EU-TIMES data source IT: 1686; EU-TIMES data source PL: 261168.393; EU-TIMES data source RO: 11383.812; EU-TIMES data source RS: 5200; EU-TIMES data source SI: 1124; EU-TIMES data source UK: 4950
MINCOHRSV1 | COST |  | COHRSV | 2020 | 1.5223 | 1.5223 | 1.5223 | 1.5223 | 1.5223 | 1.5223 | 1.5223 |  | EU-TIMES data source BG: 1.4; EU-TIMES data source CZ: 1.2; EU-TIMES data source DE: 1.4; EU-TIMES data source ES: 1.4; EU-TIMES data source FR: 2.645; EU-TIMES data source HU: 2.645; EU-TIMES data source IS: 1.2; EU-TIMES data source IT: 1.4; EU-TIMES data source PL: 1.2; EU-TIMES data source RO: 1.2; EU-TIMES data source RS: 1.4; EU-TIMES data source SI: 1.4; EU-TIMES data source UK: 1.3
MINCOHRSV1 | COST |  | COHRSV | 2050 | 1.9885 | 1.9885 | 1.9885 | 1.9885 | 1.9885 | 1.9885 | 1.9885 |  | EU-TIMES data source BG: 2.3; EU-TIMES data source CZ: 1.5955; EU-TIMES data source DE: 2.3; EU-TIMES data source ES: 2.3; EU-TIMES data source FR: 2.645; EU-TIMES data source IS: 1.2; EU-TIMES data source IT: 2.3; EU-TIMES data source PL: 1.5955; EU-TIMES data source RO: 1.5955; EU-TIMES data source RS: 2.3; EU-TIMES data source SI: 2.3; EU-TIMES data source UK: 1.43
MINCOHRSV2 | BNDACT | UP |  | 2020 | 0 | 0 | 0 | 0 | 0 | 64.4717 | 146.0849 | -0.90155 | EU-TIMES data source CZ: 50; EU-TIMES data source IT: 0; EU-TIMES data source NO: 25; EU-TIMES data source RO: 50; EU-TIMES data source SI: 48.051; EU-TIMES data source UK: 387.9
MINCOHRSV2 | BNDACT | UP |  | 2050 | 0 | 0 | 0 | 0 | 0 | 64.4717 | 146.0849 | *Further mining is derived by specific further need, according to dummy imports of the model | EU-TIMES data source CZ: 50; EU-TIMES data source IT: 0; EU-TIMES data source NO: 25; EU-TIMES data source RO: 50; EU-TIMES data source SI: 50.4535; EU-TIMES data source UK: 775.8
MINCOHRSV2 | CUM | UP |  | 2020 | [5 empty] | 531891.69 | 1205200.5625 | *assuming 10 times of the cum for RSV1, as generally set by EU-TIMES | EU-TIMES data source CZ: 319792.5; EU-TIMES data source DE: 6302000; EU-TIMES data source ES: 82232.243; EU-TIMES data source IT: 7868; EU-TIMES data source NO: 99999; EU-TIMES data source PL: 2436393; EU-TIMES data source RO: 13316.644; EU-TIMES data source SI: 1601.7; EU-TIMES data source UK: 45000
MINCOHRSV2 | COST |  | COHRSV | 2020 | 1.8261 | 1.8261 | 1.8261 | 1.8261 | 1.8261 | 1.8261 | 1.8261 |  | EU-TIMES data source CZ: 1.4; EU-TIMES data source DE: 2.645; EU-TIMES data source ES: 2.1; EU-TIMES data source IT: 2.645; EU-TIMES data source NO: 1.2; EU-TIMES data source PL: 1.4; EU-TIMES data source RO: 1.2; EU-TIMES data source SI: 2.645; EU-TIMES data source UK: 1.2
MINCOHRSV2 | COST |  | COHRSV | 2050 | 2.3079 | 2.3079 | 2.3079 | 2.3079 | 2.3079 | 2.3079 | 2.3079 |  | EU-TIMES data source CZ: 2.3; EU-TIMES data source DE: 2.645; EU-TIMES data source ES: 3.45; EU-TIMES data source IT: 2.645; EU-TIMES data source NO: 1.5955; EU-TIMES data source PL: 2.3; EU-TIMES data source RO: 1.5955; EU-TIMES data source SI: 2.645; EU-TIMES data source UK: 1.5955
MINCOHRSV3 | BNDACT | UP |  | 2020 | 0 | 0 | 0 | 0 | 0 | 64.4717 | 14.6085 | -0.42241 | EU-TIMES data source ES: 274; EU-TIMES data source IT: 0; EU-TIMES data source RO: 50
MINCOHRSV3 | BNDACT | UP |  | 2050 | 0 | 0 | 0 | 0 | 0 | 64.4717 | 14.6085 |  | EU-TIMES data source IT: 0; EU-TIMES data source RO: 50
MINCOHRSV3 | CUM | UP |  | 2020 | [5 empty] | 1063783.38 | 2410401.125 |  | EU-TIMES data source ES: 0; EU-TIMES data source IT: 0; EU-TIMES data source RO: 0
MINCOHRSV3 | COST |  | COHRSV | 2020 | 2.23 | 2.23 | 2.23 | 2.23 | 2.23 | 2.23 | 2.23 |  | EU-TIMES data source ES: 2.645; EU-TIMES data source IT: 2.645; EU-TIMES data source RO: 1.4
MINCOHRSV3 | COST |  | COHRSV | 2050 | 2.53 | 2.53 | 2.53 | 2.53 | 2.53 | 2.53 | 2.53 |  | EU-TIMES data source ES: 2.645; EU-TIMES data source IT: 2.645; EU-TIMES data source RO: 2.3
MINCOLRSV1 | BNDACT | UP |  | 2020 | 0 | 0 | 0 | 0 | 147.325 | 0 | 0 |  | EU-TIMES data source AL: 0.9211; EU-TIMES data source BG: 178; EU-TIMES data source CZ: 480.675; EU-TIMES data source DE: 1609.9083; EU-TIMES data source EE: 500; EU-TIMES data source ES: 96.2926; EU-TIMES data source FI: 89.137; EU-TIMES data source EL: 357.469; EU-TIMES data source HU: 73.1853; EU-TIMES data source IE: 39; EU-TIMES data source IT: 0; EU-TIMES data source KS: 56.7; EU-TIMES data source LT: 5; EU-TIMES data source ME: 22; EU-TIMES data source MK: 53.961; EU-TIMES data source PL: 533.2308; EU-TIMES data source RO: 300; EU-TIMES data source RS: 361.1534; EU-TIMES data source SE: 43; EU-TIMES data source SI: 53.11; EU-TIMES data source SK: 26.6699
MINCOLRSV1 | BNDACT | UP |  | 2050 | 0 | 0 | 0 | 0 | 147.325 | 0 | 0 |  | EU-TIMES data source BG: 178; EU-TIMES data source CZ: 550; EU-TIMES data source DE: 1565; EU-TIMES data source EE: 500; EU-TIMES data source ES: 96.2926; EU-TIMES data source FI: 89.137; EU-TIMES data source HU: 219.5558; EU-TIMES data source IE: 39; EU-TIMES data source IT: 0; EU-TIMES data source ME: 33; EU-TIMES data source MK: 80.9415; EU-TIMES data source PL: 450; EU-TIMES data source RS: 541.7301; EU-TIMES data source SE: 65; EU-TIMES data source SK: 26.6699
MINCOLRSV1 | CUM | UP |  | 2020 |  |  |  |  | 24308.625 |  |  |  | 4814.82 | 300 | 33925 |  | 12917.6 |  |  | 5060.25 | 318240 |  | 5500 | 4157.022 |  |  | 12441 |  | 20982 | 1960 |  | 140.7 | 2835 | 49 |  | 100 | 3000 | 780 |  |  |  | 16598.2 |  | 9548 | 103500 | 14400 | 1243 | 1243
MINCOLRSV1 | COST |  | COLRSV | 2020 | 1.0978 | 1.0978 | 1.0978 | 1.0978 | 1.0978 | 1.0978 | 1.0978 |  | 1.1 | 0.994 | 1.1 |  | 1.1 |  |  | 0.994 | 1.1 |  | 0.994 | 1.5 | 0.994 |  | 1.5 |  | 1.2 | 0.994 |  | 1.1 | 1.1 | 0.994 |  | 0.994 | 1.1 | 1.1 |  |  |  | 0.994 |  | 0.994 | 1.1 | 1.1 | 1.1 | 1.1
MINCOLRSV1 | COST |  | COLRSV | 2050 | 1.297 | 1.297 | 1.297 | 1.297 | 1.297 | 1.297 | 1.297 |  | 1.34 | 1.2 | 1.34 |  | 1.4973 |  |  | 1.2 | 1.34 |  | 1.2 | 1.5 | 0.994 |  | 1.5 |  |  | 1.2 |  | 1.34 | 1.34 | 1.2 |  | 1.2 | 1.34 | 1.34 |  |  |  | 1.2 |  | 1.2 | 1.34 | 1.34 | 1.34 | 1.34
MINCOLRSV2 | BNDACT | UP |  | 2020 | 0 | 0 | 0 | 0 | 14.7325 | 0 | 0 | -0.91636 | EU-TIMES data source CZ: 100; EU-TIMES data source EE: 0; EU-TIMES data source FI: 25; EU-TIMES data source EL: 30; EU-TIMES data source IE: 0; EU-TIMES data source IT: 0; EU-TIMES data source PL: 100; EU-TIMES data source RO: 100; EU-TIMES data source SI: 53.11
MINCOLRSV2 | BNDACT | UP |  | 2050 | 0 | 0 | 0 | 0 | 14.7325 | 0 | 0 |  | EU-TIMES data source CZ: 100; EU-TIMES data source FI: 25; EU-TIMES data source EL: 200; EU-TIMES data source IE: 0; EU-TIMES data source IT: 0; EU-TIMES data source PL: 100; EU-TIMES data source RO: 100; EU-TIMES data source SI: 55.7655
MINCOLRSV2 | CUM | UP |  | 2020 |  |  |  |  | 48617.25 |  |  | *assuming 2 times of the cum for RSV1, roughly referring to EU-TIMES | EU-TIMES data source BA: 33925; EU-TIMES data source BG: 24857; EU-TIMES data source CZ: 47970; EU-TIMES data source DE: 606840; EU-TIMES data source EE: 500; EU-TIMES data source ES: 4157.022; EU-TIMES data source EL: 25636; EU-TIMES data source HU: 58363.5; EU-TIMES data source IE: 2400; EU-TIMES data source IT: 442.2; EU-TIMES data source PL: 229400; EU-TIMES data source RO: 24766; EU-TIMES data source SI: 6960.8; EU-TIMES data source SK: 6960.8
MINCOLRSV2 | COST |  | COLRSV | 2020 | 1.3446 | 1.3446 | 1.3446 | 1.3446 | 1.3446 | 1.3446 | 1.3446 |  | EU-TIMES data source BA: 1.5; EU-TIMES data source CZ: 1.1; EU-TIMES data source DE: 1.5; EU-TIMES data source EE: 1.1; EU-TIMES data source ES: 2.25; EU-TIMES data source FI: 0.994; EU-TIMES data source EL: 1.5; EU-TIMES data source IE: 0.994; EU-TIMES data source IT: 1.5; EU-TIMES data source PL: 1.1; EU-TIMES data source RO: 1.1; EU-TIMES data source SI: 1.4973
MINCOLRSV2 | COST |  | COLRSV | 2050 | 1.4418 | 1.4418 | 1.4418 | 1.4418 | 1.4418 | 1.4418 | 1.4418 |  | EU-TIMES data source BA: 1.5; EU-TIMES data source CZ: 1.34; EU-TIMES data source DE: 1.5; EU-TIMES data source EE: 1.34; EU-TIMES data source ES: 2.25; EU-TIMES data source FI: 0.994; EU-TIMES data source EL: 1.5; EU-TIMES data source IE: 1.2; EU-TIMES data source IT: 1.5; EU-TIMES data source PL: 1.34; EU-TIMES data source RO: 1.34; EU-TIMES data source SI: 1.4973
MINCOLRSV3 | BNDACT | UP |  | 2020 | 0 | 0 | 0 | 0 | 1.4732 | 0 | 0 | -0.57119 | EU-TIMES data source EE: 0; EU-TIMES data source ES: 50; EU-TIMES data source FI: 25; EU-TIMES data source IT: 0; EU-TIMES data source RO: 100
MINCOLRSV3 | BNDACT | UP |  | 2050 | 0 | 0 | 0 | 0 | 1.4732 | 0 | 0 |  | EU-TIMES data source EE: 75; EU-TIMES data source FI: 25; EU-TIMES data source IT: 0; EU-TIMES data source RO: 100
MINCOLRSV3 | CUM | UP |  | 2020 | [8 empty] | EU-TIMES data source EE: 1000; EU-TIMES data source ES: 0; EU-TIMES data source IT: 402; EU-TIMES data source RO: 0
MINCOLRSV3 | COST |  | COLRSV | 2020 | 1.26 | 1.26 | 1.26 | 1.26 | 1.26 | 1.26 | 1.26 |  | EU-TIMES data source EE: 1.1; EU-TIMES data source ES: 1.5; EU-TIMES data source FI: 1.1; EU-TIMES data source IT: 1.5; EU-TIMES data source RO: 1.1
MINCOLRSV3 | COST |  | COLRSV | 2050 | 1.404 | 1.404 | 1.404 | 1.404 | 1.404 | 1.404 | 1.404 |  | EU-TIMES data source EE: 1.34; EU-TIMES data source ES: 1.5; EU-TIMES data source FI: 1.34; EU-TIMES data source IT: 1.5; EU-TIMES data source RO: 1.34
MINCOOFRE1 | BNDACT | UP |  | 2020 | [8 empty] | EU-TIMES data source CH: 0; EU-TIMES data source EE: 0; EU-TIMES data source EL: 0; EU-TIMES data source IT: 0; EU-TIMES data source LT: 0; EU-TIMES data source LV: 0; EU-TIMES data source RO: 0; EU-TIMES data source SI: 0; EU-TIMES data source UK: 0
MINCOOFRE1 | BNDACT | UP |  | 2050 | [8 empty] | EU-TIMES data source CH: 0; EU-TIMES data source IT: 0; EU-TIMES data source RO: 1; EU-TIMES data source SI: 0; EU-TIMES data source UK: 0
MINCOOFRE1 | COST |  | COOFRE | 2020 | 54.2251 | 54.2251 | 54.2251 | 54.2251 | 54.2251 | 54.2251 | 54.2251 |  | 0.01 | 0.01 | 0.01 | 0.01 | 0.01 | 0.01 | 0.01 | 0.01 | 0.01 | 0.01 | 0.01 | 3 | 0.01 | 0.01 | 0.01 | 0.01 | 0.01 | 1000 | 0.01 | 0.01 | 0.01 | 0.01 | 0.01 | 0.01 | 0.01 | 0.01 | 0.01 | 1000 | 0.01 | 0.01 | 0.01 | 0.01 | 0.01 | 0.01 | 3 | 0.01 | 0.01
MINCOOFRE1 | COST |  | COOFRE | 2050 | 0.15 | 0.15 | 0.15 | 0.15 | 0.15 | 0.15 | 0.15 |  | EU-TIMES data source SI: 0.15
MINGASRSV1 | BNDACT | UP |  | 2020 | 1.8054 | 0.93558 | 2.654 | 0.93558 | 136.3051 | 3742.2955 | 2062.5274 | *referring the 2020 practical gas production of canada energy future report 2023; and *3.73*10^-8 PJ/ m3 gas, referring to https://apps.cer-rec.gc.ca/Conversion/conversion-tables.aspx?GoCTemplateCulture=en-CA | EU-TIMES data source AL: 0.58615; EU-TIMES data source AT: 61; EU-TIMES data source CZ: 7.5273; EU-TIMES data source DE: 595.5304; EU-TIMES data source DK: 392.8474; EU-TIMES data source ES: 12.9791; EU-TIMES data source FR: 43.0434; EU-TIMES data source EL: 0.75362; EU-TIMES data source HR: 78.092; EU-TIMES data source HU: 97.5943; EU-TIMES data source IE: 21.3097; EU-TIMES data source IT: 414.2944; EU-TIMES data source NL: 2355.703; EU-TIMES data source NO: 3193.7329; EU-TIMES data source PL: 162.6153; EU-TIMES data source RO: 464.256; EU-TIMES data source RS: 9.5459; EU-TIMES data source SK: 5.513; EU-TIMES data source UK: 3324.1936
MINGASRSV1 | BNDACT | UP |  | 2050 | 1.8054 | 0.93558 | 2.654 | 0.93558 | 136.3051 | 3742.2955 | 2062.5274 |  | EU-TIMES data source AT: 61; EU-TIMES data source CZ: 7.5273; EU-TIMES data source DE: 595.5304; EU-TIMES data source DK: 392.8474; EU-TIMES data source ES: 12.9791; EU-TIMES data source EL: 0.75362; EU-TIMES data source HR: 117.138; EU-TIMES data source HU: 97.5943; EU-TIMES data source IE: 21.3097; EU-TIMES data source IT: 414.2944; EU-TIMES data source NL: 2355.703; EU-TIMES data source NO: 3193.7329; EU-TIMES data source PL: 162.6153; EU-TIMES data source RO: 464.256; EU-TIMES data source RS: 14.3189; EU-TIMES data source SK: 5.513; EU-TIMES data source UK: 6648.3872 | 2050 | 2050 | 2010 | 2020
MINGASRSV1 | CUM | UP |  | 2020 | 270.8125 | 140.3369 | 398.094 | 140.3369 | 20445.7652 | 561344.3231 | 309379.1064 | *Canada had 2.4 trillion cubic meters of natural gas reserves in 2020, https://www.bing.com/ck/a?!&&p=74307da1a79fceddJmltdHM9MTcwNDkzMTIwMCZpZ3VpZD0xYmYxMWEyOS00Njg2LTZjM2MtMzE4MC0wOWYyNDcwYzZkZTQmaW5zaWQ9NTIwNA&ptn=3&ver=2&hsh=3&fclid=1bf11a29-4686-6c3c-3180-09f2470c6de4&psq=Reserves+Cumulative+Value+for+gas+in+canada%2c2020&u=a1aHR0cHM6Ly93d3cuc3RhdGlzdGEuY29tL3N0YXRpc3RpY3MvMjY1MzIxL3Byb3Zlbi1uYXR1cmFsLWdhcy1yZXNlcnZlcy1pbi1jYW5hZGEtaW4tdHJpbGxpb24tY3ViaWMtbWV0ZXJzLw&ntb=1; while the production is about 15.5 billion cubic feet per day, https://www.bing.com/ck/a?!&&p=2e12b6968e360a5fJmltdHM9MTcwNDkzMTIwMCZpZ3VpZD0xYmYxMWEyOS00Njg2LTZjM2MtMzE4MC0wOWYyNDcwYzZkZTQmaW5zaWQ9NTQ2Mg&ptn=3&ver=2&hsh=3&fclid=1bf11a29-4686-6c3c-3180-09f2470c6de4&psq=production+for+canada+gas%2c+2020&u=a1aHR0cHM6Ly93d3cuY2VyLXJlYy5nYy5jYS9lbi9kYXRhLWFuYWx5c2lzL2VuZXJneS1tYXJrZXRzL3Byb3ZpbmNpYWwtdGVycml0b3JpYWwtZW5lcmd5LXByb2ZpbGVzL3Byb3ZpbmNpYWwtdGVycml0b3JpYWwtZW5lcmd5LXByb2ZpbGVzLWNhbmFkYS5odG1sIzp-OnRleHQ9TmF0dXJhbCUyMEdhcyUyRk5hdHVyYWwlMjBHYXMlMjBMaXF1aWRzJTIwJTI4TkdMcyUyOSUyMDElMjBJbiUyMDIwMjAlMkMsT250YXJpbyUyQyUyMGFuZCUyMHRoZSUyME5vcnRod2VzdCUyMFRlcnJpdG9yaWVzJTIwJTI4TldUJTI5LiUyME1vcmUlMjBpdGVtcw&ntb=1. which is about 150 times. | EU-TIMES data source AL: 126; EU-TIMES data source AT: 562; EU-TIMES data source BG: 222.6384; EU-TIMES data source CZ: 148.4256; EU-TIMES data source DE: 7151.04; EU-TIMES data source DK: 4942.08; EU-TIMES data source ES: 95.4165; EU-TIMES data source FR: 478.1425; EU-TIMES data source EL: 37.1064; EU-TIMES data source HR: 1050; EU-TIMES data source HU: 1282.8213; EU-TIMES data source IE: 742.128; EU-TIMES data source IT: 4680; EU-TIMES data source NL: 58855.68; EU-TIMES data source NO: 118272.96; EU-TIMES data source PL: 4080.96; EU-TIMES data source PT: 9.0007; EU-TIMES data source RO: 11044.8; EU-TIMES data source RS: 190.9181; EU-TIMES data source SE: 5.2486; EU-TIMES data source SK: 28.6773; EU-TIMES data source UK: 30925.44 | 2015 | 2020 | 2011 | 2020
MINGASRSV1 | COST |  | GASRSV | 2020 | 1.6257 | 1.6257 | 1.6257 | 1.6257 | 1.6257 | 1.6257 | 1.6257 |  | EU-TIMES data source AL: 1.8; EU-TIMES data source AT: 1.8; EU-TIMES data source BG: 1.8; EU-TIMES data source CZ: 1.8; EU-TIMES data source DE: 1.8; EU-TIMES data source DK: 0.90792; EU-TIMES data source ES: 1.8; EU-TIMES data source FR: 1.8; EU-TIMES data source EL: 2.6; EU-TIMES data source HR: 1.8; EU-TIMES data source HU: 1.8; EU-TIMES data source IE: 0.90792; EU-TIMES data source NL: 0.90792; EU-TIMES data source NO: 0.90792; EU-TIMES data source PL: 1.8; EU-TIMES data source PT: 1.8; EU-TIMES data source RO: 1.8; EU-TIMES data source RS: 1.8; EU-TIMES data source SE: 1.8; EU-TIMES data source SK: 1.8; EU-TIMES data source UK: 0.90792 | 2050 | 2050 | 2012 | 2020
MINGASRSV1 | COST |  | GASRSV | 2050 | 1.7293 | 1.7293 | 1.7293 | 1.7293 | 1.7293 | 1.7293 | 1.7293 |  | EU-TIMES data source AT: 1.85; EU-TIMES data source BG: 1.85; EU-TIMES data source CZ: 1.85; EU-TIMES data source DE: 1.85; EU-TIMES data source DK: 1.1929; EU-TIMES data source ES: 1.85; EU-TIMES data source FR: 1.85; EU-TIMES data source EL: 2.6; EU-TIMES data source HR: 1.85; EU-TIMES data source HU: 1.85; EU-TIMES data source IE: 1.1929; EU-TIMES data source NL: 1.1929; EU-TIMES data source NO: 1.1929; EU-TIMES data source PL: 1.85; EU-TIMES data source PT: 1.85; EU-TIMES data source RO: 1.85; EU-TIMES data source RS: 1.85; EU-TIMES data source SE: 1.85; EU-TIMES data source SK: 1.85; EU-TIMES data source UK: 1.1929 | 2005 | 2020 | 2013 | 2020
MINGASRSV4 | BNDACT | UP |  | 2020 | 0.90271 | 0.46779 | 1.327 | 0.46779 | 68.1526 | 1871.1477 | 1031.2637 | *We use 0.5 as multiplying factor given the check on dummy imports of model; and also given the comparison between maximum produce vs. 2020's produce of gas | EU-TIMES data source IT: 372.865; EU-TIMES data source NO: 3193.7329 | 2005 | 2020 | 2014 | 2020
MINGASRSV4 | BNDACT | UP |  | 2050 | 0.90271 | 0.46779 | 1.327 | 0.46779 | 68.1526 | 1871.1477 | 1031.2637 |  | EU-TIMES data source IT: 93.1291; EU-TIMES data source NO: 3193.7329 | 2050 | 2050 | 2010 | 2020
MINGASRSV4 | CUM | UP |  | 2020 | 135.4062 | 44.5289 | 199.047 | 44.5289 | 10222.8826 | 280672.1615 | 154689.5532 |  | EU-TIMES data source AT: 67.1924; EU-TIMES data source BG: 27.0645; EU-TIMES data source CZ: 18.043; EU-TIMES data source DE: 869.2996; EU-TIMES data source DK: 600.7725; EU-TIMES data source ES: 11.41; EU-TIMES data source FR: 57.1769; EU-TIMES data source EL: 4.4372; EU-TIMES data source HU: 153.4015; EU-TIMES data source IE: 88.7447; EU-TIMES data source IT: 559.6406; EU-TIMES data source NL: 7038.0402; EU-TIMES data source NO: 14143.2373; EU-TIMES data source PL: 488.0066; EU-TIMES data source PT: 0.92539; EU-TIMES data source RO: 1320.7518; EU-TIMES data source SE: 0.53962; EU-TIMES data source SK: 12.3706; EU-TIMES data source UK: 3698.1051 | 2015 | 2020 | 2011 | 2020
MINGASRSV4 | COST |  | GASRSV | 2020 | 2.1898 | 2.1898 | 2.1898 | 2.1898 | 2.1898 | 2.1898 | 2.1898 |  | EU-TIMES data source AT: 2.6; EU-TIMES data source BG: 2.6; EU-TIMES data source CZ: 2.6; EU-TIMES data source DE: 2.6; EU-TIMES data source DK: 1.8; EU-TIMES data source ES: 2.6; EU-TIMES data source FR: 2.6; EU-TIMES data source EL: 2.6; EU-TIMES data source HU: 2.6; EU-TIMES data source IE: 1.8; EU-TIMES data source NL: 0.90792; EU-TIMES data source NO: 0.90792; EU-TIMES data source PL: 2.6; EU-TIMES data source PT: 1.8; EU-TIMES data source RO: 2.6; EU-TIMES data source SE: 1.8; EU-TIMES data source SK: 2.6; EU-TIMES data source UK: 1.8 | 2050 | 2050 | 2012 | 2020
MINGASRSV4 | COST |  | GASRSV | 2050 | 2.2405 | 2.2405 | 2.2405 | 2.2405 | 2.2405 | 2.2405 | 2.2405 |  | EU-TIMES data source AT: 2.6; EU-TIMES data source BG: 2.6; EU-TIMES data source CZ: 2.6; EU-TIMES data source DE: 2.6; EU-TIMES data source DK: 1.85; EU-TIMES data source ES: 2.6; EU-TIMES data source FR: 2.6; EU-TIMES data source EL: 2.6; EU-TIMES data source HU: 2.6; EU-TIMES data source IE: 1.9435; EU-TIMES data source NL: 1.1929; EU-TIMES data source NO: 1.1929; EU-TIMES data source PL: 2.6; EU-TIMES data source PT: 1.85; EU-TIMES data source RO: 2.6; EU-TIMES data source SE: 1.85; EU-TIMES data source SK: 2.6; EU-TIMES data source UK: 1.85 | 2005 | 2020 | 2013 | 2020
MINGASRSV7 | BNDACT | UP |  | 2020 | 0.090271 | 0.046779 | 0.1327 | 0.046779 | 6.8153 | 1871.1477 | 103.1264 | -0.010454 | EU-TIMES data source IT: 335.5785; EU-TIMES data source NO: 3193.7329 | 2005 | 2020 | 2014 | 2020
MINGASRSV7 | BNDACT | UP |  | 2050 | 0.090271 | 0.046779 | 0.1327 | 0.046779 | 6.8153 | 1871.1477 | 103.1264 |  | EU-TIMES data source IT: 83.8162; EU-TIMES data source NO: 3193.7329 | 2050 | 2050 | 2010 | 2020
MINGASRSV7 | CUM | UP |  | 2020 | [8 empty] | EU-TIMES data source AT: 865; EU-TIMES data source CZ: 653.609; EU-TIMES data source DE: 15903.2611; EU-TIMES data source DK: 951.0378; EU-TIMES data source ES: 21780.846; EU-TIMES data source FR: 25491.9741; EU-TIMES data source HU: 3069.759; EU-TIMES data source IT: 33380.5694; EU-TIMES data source NL: 189.718; EU-TIMES data source NO: 224033.6571; EU-TIMES data source PL: 3454.0909; EU-TIMES data source RO: 6629.1128; EU-TIMES data source SI: 12.2399; EU-TIMES data source UK: 28.6131 | 2015 | 2020 | 2011 | 2020
MINGASRSV7 | COST |  | GASRSV | 2020 | 2.2237 | 2.2237 | 2.2237 | 2.2237 | 2.2237 | 2.2237 | 2.2237 |  | EU-TIMES data source AT: 2.6; EU-TIMES data source CZ: 2.6; EU-TIMES data source DE: 2.6; EU-TIMES data source DK: 1.8; EU-TIMES data source ES: 2.6; EU-TIMES data source FR: 2.6; EU-TIMES data source HU: 2.6; EU-TIMES data source NL: 1.8; EU-TIMES data source NO: 0.90792; EU-TIMES data source PL: 2.6; EU-TIMES data source RO: 2.6; EU-TIMES data source SI: 1.8; EU-TIMES data source UK: 1.8 | 2050 | 2050 | 2012 | 2020
MINGASRSV7 | COST |  | GASRSV | 2050 | 2.261 | 2.261 | 2.261 | 2.261 | 2.261 | 2.261 | 2.261 |  | EU-TIMES data source AT: 2.6; EU-TIMES data source CZ: 2.6; EU-TIMES data source DE: 2.6; EU-TIMES data source DK: 1.85; EU-TIMES data source ES: 2.6; EU-TIMES data source FR: 2.6; EU-TIMES data source HU: 2.6; EU-TIMES data source NL: 1.85; EU-TIMES data source NO: 1.1929; EU-TIMES data source PL: 2.6; EU-TIMES data source RO: 2.6; EU-TIMES data source SI: 1.85; EU-TIMES data source UK: 1.85 | 2005 | 2020 | 2013 | 2020
MINMALBAU1 | BNDACT | UP |  | 2020 | [8 empty] | EU-TIMES data source EL: 1.8 | 2005 | 2020 | 2014 | 2020
MINMALBAU1 | BNDACT | UP |  | 2050 | [8 empty] | EU-TIMES data source EL: 3 | 2050 | 2050 | 2010 | 2020
MINMALBAU1 | COST |  | MALBAU | 2020 | 41.7507 | 41.7507 | 41.7507 | 41.7507 | 41.7507 | 41.7507 | 41.7507 |  | EU-TIMES data source ES: 3; EU-TIMES data source FI: 37.5; EU-TIMES data source FR: 0.01; EU-TIMES data source EL: 100; EU-TIMES data source IE: 113.145; EU-TIMES data source NL: 119.1; EU-TIMES data source RO: 0.001; EU-TIMES data source SI: 3; EU-TIMES data source UK: 1e-06 | 2005 | 2020 | 2011 | 2020
MINMALBAU1 | COST |  | MALBAU | 2050 | 75.075 | 75.075 | 75.075 | 75.075 | 75.075 | 75.075 | 75.075 |  | EU-TIMES data source EL: 150; EU-TIMES data source SI: 0.15 | 2050 | 2050 | 2012 | 2020
MINMALSCR1 | BNDACT | UP |  | 2020 | 14.1429 | 14.1429 | 14.1429 | 14.1429 | 14.1429 | 14.1429 | 14.1429 |  | EU-TIMES data source DE: 99; EU-TIMES data source FR: 99; EU-TIMES data source EL: 0.1085 | 2005 | 2020 | 2013 | 2020
MINMALSCR1 | BNDACT | UP |  | 2050 | 14.1429 | 14.1429 | 14.1429 | 14.1429 | 14.1429 | 14.1429 | 14.1429 |  | EU-TIMES data source DE: 99; EU-TIMES data source FR: 99; EU-TIMES data source EL: 0.2 | 2050 | 2050 | 2014 | 2020
MINMALSCR1 | COST |  | MALSCR | 2020 | 238.6345 | 238.6345 | 238.6345 | 238.6345 | 238.6345 | 238.6345 | 238.6345 |  | EU-TIMES data source AL: 0.0001; EU-TIMES data source BA: 0.0001; EU-TIMES data source DE: 0.0001; EU-TIMES data source ES: 3; EU-TIMES data source FI: 780; EU-TIMES data source FR: 0.01; EU-TIMES data source EL: 1000; EU-TIMES data source HR: 0.0001; EU-TIMES data source IE: 1106.275; EU-TIMES data source KS: 0.0001; EU-TIMES data source ME: 0.0001; EU-TIMES data source MK: 0.0001; EU-TIMES data source NL: 1164.5; EU-TIMES data source RO: 0.001; EU-TIMES data source RS: 0.0001; EU-TIMES data source SI: 3; EU-TIMES data source UK: 1e-06 | 2015 | 2020 | 2030 | 2030
MINMALSCR1 | COST |  | MALSCR | 2050 | 500.075 | 500.075 | 500.075 | 500.075 | 500.075 | 500.075 | 500.075 |  | EU-TIMES data source EL: 1000; EU-TIMES data source SI: 0.15 | 2050 | 2050 | 2030 | 2030
MINMCUORE1 | COST |  | MCUORE | 2020 | 207.8373 | 207.8373 | 207.8373 | 207.8373 | 207.8373 | 207.8373 | 207.8373 |  | EU-TIMES data source ES: 3; EU-TIMES data source FR: 0.01; EU-TIMES data source IE: 705.85; EU-TIMES data source NL: 743; EU-TIMES data source RO: 0.001; EU-TIMES data source SI: 3; EU-TIMES data source UK: 1e-06 | 2005 | 2020 | 2030 | 2030
MINMCUORE1 | COST |  | MCUORE | 2050 | 0.15 | 0.15 | 0.15 | 0.15 | 0.15 | 0.15 | 0.15 |  | EU-TIMES data source SI: 0.15 | 2005 | 2020 | 2030 | 2030
MINMCUSCR1 | COST |  | MCUSCR | 2020 | 274.9451 | 274.9451 | 274.9451 | 274.9451 | 274.9451 | 274.9451 | 274.9451 |  | EU-TIMES data source ES: 3; EU-TIMES data source FR: 0.01; EU-TIMES data source IE: 934.705; EU-TIMES data source NL: 983.9; EU-TIMES data source RO: 0.001; EU-TIMES data source SI: 3; EU-TIMES data source UK: 1e-06 | 2050 | 2050 | 2050 | 2050
MINMCUSCR1 | COST |  | MCUSCR | 2050 | 0.15 | 0.15 | 0.15 | 0.15 | 0.15 | 0.15 | 0.15 |  | EU-TIMES data source SI: 0.15 | 2015 | 2020 | 2050 | 2050
MINMGHRYC1 | COST |  | MGHRYC | 2020 | 52.4251 | 52.4251 | 52.4251 | 52.4251 | 52.4251 | 52.4251 | 52.4251 |  | EU-TIMES data source ES: 3; EU-TIMES data source FI: 42.5; EU-TIMES data source FR: 0.01; EU-TIMES data source IE: 180.69; EU-TIMES data source NL: 190.2; EU-TIMES data source RO: 0.001; EU-TIMES data source SI: 3; EU-TIMES data source UK: 1e-06 | 2050 | 2050 | 2050 | 2050
MINMGHRYC1 | COST |  | MGHRYC | 2050 | 0.15 | 0.15 | 0.15 | 0.15 | 0.15 | 0.15 | 0.15 |  | EU-TIMES data source SI: 0.15 | 2005 | 2020 | 2050 | 2050
MINMISBFS1 | COST |  | MISBFS | 2020 | 20 | 20 | 20 | 20 | 20 | 20 | 20 |  | EU-TIMES data source IE: 20 | 2005 | 2020
MINMISORE1 | BNDACT | UP |  | 2020 | [8 empty] | EU-TIMES data source EL: 0 | 2050 | 2050
MINMISORE1 | BNDACT | UP |  | 2050 | [8 empty] | EU-TIMES data source EL: 0 | 2015 | 2020
MINMISORE1 | COST |  | MISORE | 2020 | 5.9011 | 5.9011 | 5.9011 | 5.9011 | 5.9011 | 5.9011 | 5.9011 |  | EU-TIMES data source ES: 3; EU-TIMES data source FI: 0.052899; EU-TIMES data source FR: 0.01; EU-TIMES data source IE: 20.045; EU-TIMES data source NL: 21.1; EU-TIMES data source RO: 0.001; EU-TIMES data source SI: 3; EU-TIMES data source UK: 1e-06 | 2050 | 2050
MINMISORE1 | COST |  | MISORE | 2050 | 0.15 | 0.15 | 0.15 | 0.15 | 0.15 | 0.15 | 0.15 |  | EU-TIMES data source SI: 0.15 | 2005 | 2020
MINMISOXY1 | COST |  | MISOXY | 2020 | 10.8539 | 10.8539 | 10.8539 | 10.8539 | 10.8539 | 10.8539 | 10.8539 |  | EU-TIMES data source ES: 3; EU-TIMES data source FR: 0.01; EU-TIMES data source IE: 34.086; EU-TIMES data source NL: 35.88; EU-TIMES data source RO: 0.001; EU-TIMES data source SI: 3; EU-TIMES data source UK: 1e-06 | 2005 | 2020
MINMISOXY1 | COST |  | MISOXY | 2050 | 0.15 | 0.15 | 0.15 | 0.15 | 0.15 | 0.15 | 0.15 |  | EU-TIMES data source SI: 0.15 | 2050 | 2050
MINMISQLI1 | COST |  | MISQLI | 2020 | 18.158 | 18.158 | 18.158 | 18.158 | 18.158 | 18.158 | 18.158 |  | EU-TIMES data source ES: 3; EU-TIMES data source FR: 0.01; EU-TIMES data source IE: 58.995; EU-TIMES data source NL: 62.1; EU-TIMES data source RO: 0.001; EU-TIMES data source SI: 3; EU-TIMES data source UK: 1e-06 | 2005 | 2020
MINMISQLI1 | COST |  | MISQLI | 2050 | 0.15 | 0.15 | 0.15 | 0.15 | 0.15 | 0.15 | 0.15 |  | EU-TIMES data source SI: 0.15 | 2050 | 2050
MINMISSCR1 | BNDACT | UP |  | 2020 | 4.8714 | 4.8714 | 4.8714 | 4.8714 | 4.8714 | 4.8714 | 4.8714 |  | EU-TIMES data source CZ: 3.7803; EU-TIMES data source DE: 34.1; EU-TIMES data source FR: 15.7; EU-TIMES data source EL: 2 | 2005 | 2020
MINMISSCR1 | BNDACT | UP |  | 2050 | 4.8714 | 4.8714 | 4.8714 | 4.8714 | 4.8714 | 4.8714 | 4.8714 |  | EU-TIMES data source CZ: 4.1583; EU-TIMES data source DE: 34.1; EU-TIMES data source FR: 24.5949; EU-TIMES data source EL: 7 | 2050 | 2050
MINMISSCR1 | COST |  | MISSCR | 2020 | 65.1864 | 65.1864 | 65.1864 | 65.1864 | 65.1864 | 65.1864 | 65.1864 |  | EU-TIMES data source ES: 3; EU-TIMES data source FI: 10.4762; EU-TIMES data source FR: 0.01; EU-TIMES data source EL: 250; EU-TIMES data source IE: 155.99; EU-TIMES data source NL: 164.2; EU-TIMES data source RO: 0.001; EU-TIMES data source SI: 3; EU-TIMES data source UK: 1e-06 | 2005 | 2020
MINMISSCR1 | COST |  | MISSCR | 2050 | 125.075 | 125.075 | 125.075 | 125.075 | 125.075 | 125.075 | 125.075 |  | EU-TIMES data source EL: 250; EU-TIMES data source SI: 0.15 | 2050 | 2050
MINMLMSTN1 | COST |  | MLMSTN | 2020 | 85.6264 | 85.6264 | 85.6264 | 85.6264 | 85.6264 | 85.6264 | 85.6264 |  | EU-TIMES data source ES: 3; EU-TIMES data source FI: 640; EU-TIMES data source FR: 0.01; EU-TIMES data source IE: 19; EU-TIMES data source NL: 20; EU-TIMES data source RO: 0.001; EU-TIMES data source SI: 3; EU-TIMES data source UK: 1e-06 | 2005 | 2020
MINMLMSTN1 | COST |  | MLMSTN | 2050 | 0.15 | 0.15 | 0.15 | 0.15 | 0.15 | 0.15 | 0.15 |  | EU-TIMES data source SI: 0.15 | 2050 | 2050
MINMPPGYP1 | COST |  | MPPGYP | 2020 | 21.2223 | 21.2223 | 21.2223 | 21.2223 | 21.2223 | 21.2223 | 21.2223 |  | EU-TIMES data source ES: 3; EU-TIMES data source FR: 0.01; EU-TIMES data source IE: 69.445; EU-TIMES data source NL: 73.1; EU-TIMES data source RO: 0.001; EU-TIMES data source SI: 3; EU-TIMES data source UK: 1e-06 | 2005 | 2020
MINMPPGYP1 | COST |  | MPPGYP | 2050 | 0.15 | 0.15 | 0.15 | 0.15 | 0.15 | 0.15 | 0.15 |  | EU-TIMES data source SI: 0.15 | 2050 | 2050
MINMPPKAO1 | COST |  | MPPKAO | 2020 | 25.3173 | 25.3173 | 25.3173 | 25.3173 | 25.3173 | 25.3173 | 25.3173 |  | EU-TIMES data source ES: 3; EU-TIMES data source FR: 0.01; EU-TIMES data source IE: 83.41; EU-TIMES data source NL: 87.8; EU-TIMES data source RO: 0.001; EU-TIMES data source SI: 3; EU-TIMES data source UK: 1e-06 | 2005 | 2020
MINMPPKAO1 | COST |  | MPPKAO | 2050 | 0.15 | 0.15 | 0.15 | 0.15 | 0.15 | 0.15 | 0.15 |  | EU-TIMES data source SI: 0.15 | 2050 | 2050
MINMPPNOH1 | COST |  | MPPNOH | 2020 | 41.2237 | 41.2237 | 41.2237 | 41.2237 | 41.2237 | 41.2237 | 41.2237 |  | EU-TIMES data source ES: 3; EU-TIMES data source FR: 0.01; EU-TIMES data source IE: 137.655; EU-TIMES data source NL: 144.9; EU-TIMES data source RO: 0.001; EU-TIMES data source SI: 3; EU-TIMES data source UK: 1e-06 | 2005 | 2020
MINMPPNOH1 | COST |  | MPPNOH | 2050 | 0.15 | 0.15 | 0.15 | 0.15 | 0.15 | 0.15 | 0.15 |  | EU-TIMES data source SI: 0.15 | 2050 | 2050
MINMPPOXY1 | COST |  | MPPOXY | 2020 | 10.8539 | 10.8539 | 10.8539 | 10.8539 | 10.8539 | 10.8539 | 10.8539 |  | EU-TIMES data source ES: 3; EU-TIMES data source FR: 0.01; EU-TIMES data source IE: 34.086; EU-TIMES data source NL: 35.88; EU-TIMES data source RO: 0.001; EU-TIMES data source SI: 3; EU-TIMES data source UK: 1e-06 | 2005 | 2020
MINMPPOXY1 | COST |  | MPPOXY | 2050 | 0.15 | 0.15 | 0.15 | 0.15 | 0.15 | 0.15 | 0.15 |  | EU-TIMES data source SI: 0.15 | 2005 | 2020
MINMPPRYC1 | BNDACT | UP |  | 2020 | 2.1857 | 2.1857 | 2.1857 | 2.1857 | 2.1857 | 2.1857 | 2.1857 |  | EU-TIMES data source AT: 2.3135; EU-TIMES data source CZ: 0.30102; EU-TIMES data source DE: 15.3; EU-TIMES data source HU: 0.10799; EU-TIMES data source SK: 0.18724 | 2050 | 2050
MINMPPRYC1 | BNDACT | UP |  | 2050 | 2.1857 | 2.1857 | 2.1857 | 2.1857 | 2.1857 | 2.1857 | 2.1857 |  | EU-TIMES data source AT: 2.3135; EU-TIMES data source CZ: 0.30102; EU-TIMES data source DE: 15.3; EU-TIMES data source HU: 0.10799; EU-TIMES data source SK: 0.18724 | 2005 | 2020
MINMPPRYC1 | COST |  | MPPRYC | 2020 | 8.9994 | 8.9994 | 8.9994 | 8.9994 | 8.9994 | 8.9994 | 8.9994 |  | EU-TIMES data source AL: 0; EU-TIMES data source AT: 0; EU-TIMES data source BA: 0; EU-TIMES data source CZ: 0; EU-TIMES data source DE: 0; EU-TIMES data source ES: 3; EU-TIMES data source FI: 42.7273; EU-TIMES data source FR: 0.01; EU-TIMES data source HR: 0; EU-TIMES data source HU: 0; EU-TIMES data source IE: 118.75; EU-TIMES data source KS: 0; EU-TIMES data source ME: 0; EU-TIMES data source MK: 0; EU-TIMES data source NL: 12.5; EU-TIMES data source RO: 0.001; EU-TIMES data source RS: 0; EU-TIMES data source SI: 3; EU-TIMES data source SK: 0; EU-TIMES data source UK: 1e-06 | 2050 | 2050
MINMPPRYC1 | COST |  | MPPRYC | 2050 | 0.15 | 0.15 | 0.15 | 0.15 | 0.15 | 0.15 | 0.15 |  | EU-TIMES data source SI: 0.15 | 2005 | 2020
MINMPPWOO1 | BNDACT | UP |  | 2020 | 200.2 | 413 | 351.4 | 238 | 438.2 | 498.4 | 421.4 | *We use primary bioenergy feedstocks used across Canada to quantify the bound on bio-related energy mining:: https://www.cer-rec.gc.ca/en/data-analysis/energy-markets/market-snapshots/2023/market-snapshot-canada-bioenergy-diversity-potential.html, We calculated the potential by applying a ratio of 21/15, using the feedstock available in 2050 relative to the feedstock available in 2020. | EU-TIMES data source DE: 15.268; EU-TIMES data source FI: 23.4 | 2050 | 2050
MINMPPWOO1 | BNDACT | UP |  | 2050 | 600.6 | 1239 | 1054.2 | 714 | 1314.6 | 1495.2 | 1264.2 | *For 2050, we assume ~3-times feedstock used comparing to 2020, as the bound for forest-mining activity, according to CEF2023 | EU-TIMES data source DE: 30; EU-TIMES data source FI: 58.5 | 2005 | 2020
MINMPPWOO1 | COST |  | WOOD | 2020 | 2.85 | 2.85 | 2.85 | 2.85 | 2.85 | 2.85 | 2.85 | The average cost of Switchgrass and poplar, by referring to https://profils-profiles.science.gc.ca/en/publication/bioenergy-production-marginal-land-canada-potential-economic-feasibility-and-greenhouse (68.2 and 26.2CAD/tonne), and the energy intensity (16.5 MJ/kg) refers to https://natural-resources.canada.ca/sites/www.nrcan.gc.ca/files/files/NRCAN_BB_no2_e13.pdf | EU-TIMES data source AL: 0.0001; EU-TIMES data source BA: 0.0001; EU-TIMES data source DE: 0.0001; EU-TIMES data source ES: 3; EU-TIMES data source FI: 53; EU-TIMES data source FR: 0.01; EU-TIMES data source HR: 0.0001; EU-TIMES data source IE: 143.355; EU-TIMES data source KS: 0.0001; EU-TIMES data source ME: 0.0001; EU-TIMES data source MK: 0.0001; EU-TIMES data source NL: 150.9; EU-TIMES data source RO: 0.001; EU-TIMES data source RS: 0.0001; EU-TIMES data source SI: 3; EU-TIMES data source UK: 1e-06 | 2050 | 2050
MINMPPWOO1 | COST |  | WOOD | 2050 | 1.425 | 1.425 | 1.425 | 1.425 | 1.425 | 1.425 | 1.425 | the potential for long-term cost reduction in biofuel production by 2050 could reach up to 50%. This is achievable through large-scale deployment, technological learning, and reductions in both capital and operating costs. However, this cost reduction estimate is optimistic. Referring to https://www.ieabioenergy.com/wp-content/uploads/2020/02/T41_CostReductionBiofuels-11_02_19-final.pdf | EU-TIMES data source FI: 70; EU-TIMES data source SI: 0.15 | 2005 | 2020
MINOILRSV1 | BNDACT | UP |  | 2020 | 650.7942 | 13.7222 | 1.1493 | 86.4461 | 994.4331 | 8649.6966 | 244.8185 | 0.039356 | EU-TIMES data source AL: 18.5475; EU-TIMES data source AT: 52.0837; EU-TIMES data source BG: 7.5043; EU-TIMES data source CZ: 40.2688; EU-TIMES data source DE: 316.4777; EU-TIMES data source DK: 842.005; EU-TIMES data source ES: 65.5513; EU-TIMES data source FR: 163.4428; EU-TIMES data source EL: 12.7082; EU-TIMES data source HR: 43.411; EU-TIMES data source HU: 94.2063; EU-TIMES data source IT: 283.4969; EU-TIMES data source LT: 18; EU-TIMES data source NL: 105.3046; EU-TIMES data source NO: 6631.1398; EU-TIMES data source PL: 73.2567; EU-TIMES data source RO: 253.776; EU-TIMES data source RS: 26.0419; EU-TIMES data source SK: 28.6773; EU-TIMES data source UK: 4040.7006 | 2050 | 2050
MINOILRSV1 | BNDACT | UP |  | 2050 | 650.7942 | 13.7222 | 1.1493 | 86.4461 | 994.4331 | 8649.6966 | 244.8185 | *referring the 2020 practical crude oil production of canada energy future report 2023; and 0.039356*10^-3 PJ/m3 as the average of the values in https://apps.cer-rec.gc.ca/Conversion/conversion-tables.aspx?GoCTemplateCulture=en-CA | EU-TIMES data source AT: 52.0837; EU-TIMES data source BG: 7.5043; EU-TIMES data source CZ: 40.2688; EU-TIMES data source DE: 316.4777; EU-TIMES data source DK: 842.005; EU-TIMES data source ES: 65.5513; EU-TIMES data source FR: 163.4428; EU-TIMES data source EL: 12.7082; EU-TIMES data source HR: 65.1165; EU-TIMES data source HU: 94.2063; EU-TIMES data source IT: 283.4969; EU-TIMES data source NL: 105.3046; EU-TIMES data source NO: 6631.1398; EU-TIMES data source PL: 73.2567; EU-TIMES data source RO: 253.776; EU-TIMES data source RS: 39.0628; EU-TIMES data source SK: 28.6773; EU-TIMES data source UK: 4040.7006 | 2005 | 2020
MINOILRSV1 | CUM | UP |  | 2020 | 65079.4162 | 1372.2247 | 114.9285 | 8644.6102 | 99443.312 | 864969.6593 | 24481.849 | *In total, Canada's established remaining oil reserves amounted to 166.7 billion barrels as of 2020, https://www.statista.com/statistics/973765/canadian-oil-reserves-by-type/#:~:text=In%20total%2C%20Canada%27s%20established%20remaining%20oil%20reserves,amounted%20to%20166.7%20billion%20barrels%20as%20of%202020; Canada produced 4.66 million barrels per day (MMb/d) of crude oil in 2020, https://www.bing.com/ck/a?!&&p=a706b9492ee78d9fJmltdHM9MTcwNDkzMTIwMCZpZ3VpZD0xYmYxMWEyOS00Njg2LTZjM2MtMzE4MC0wOWYyNDcwYzZkZTQmaW5zaWQ9NTQ4MA&ptn=3&ver=2&hsh=3&fclid=1bf11a29-4686-6c3c-3180-09f2470c6de4&psq=production+for+canada+oil%2c+2020&u=a1aHR0cHM6Ly93d3cuY2VyLXJlYy5nYy5jYS9lbi9kYXRhLWFuYWx5c2lzL2VuZXJneS1tYXJrZXRzL3Byb3ZpbmNpYWwtdGVycml0b3JpYWwtZW5lcmd5LXByb2ZpbGVzL3Byb3ZpbmNpYWwtdGVycml0b3JpYWwtZW5lcmd5LXByb2ZpbGVzLWNhbmFkYS5odG1sIzp-OnRleHQ9Q3J1ZGUlMjBPaWwlMjAxJTIwQ2FuYWRhJTIwcHJvZHVjZWQlMjA0LjY2JTIwbWlsbGlvbiUyMGJhcnJlbHMsZ29lcyUyMHByaW1hcmlseSUyMHRvJTIwZXhwb3J0JTIwbWFya2V0cy4lMjAuLi4lMjBNb3JlJTIwaXRlbXM&ntb=1. which means that the cumulative value is about 100 times | EU-TIMES data source AL: 1500; EU-TIMES data source AT: 379.378; EU-TIMES data source BG: 91.785; EU-TIMES data source CZ: 91.785; EU-TIMES data source DE: 2410.886; EU-TIMES data source DK: 8120.8313; EU-TIMES data source ES: 966.802; EU-TIMES data source FR: 893.374; EU-TIMES data source EL: 42.833; EU-TIMES data source HR: 376.812; EU-TIMES data source HU: 624.138; EU-TIMES data source IT: 4901.1617; EU-TIMES data source LT: 73; EU-TIMES data source NL: 1524.9772; EU-TIMES data source NO: 59488.5624; EU-TIMES data source PL: 587.424; EU-TIMES data source RO: 2864.9158; EU-TIMES data source RS: 651.0474; EU-TIMES data source SK: 55.071; EU-TIMES data source UK: 24460.7025 | 2050 | 2050
MINOILRSV1 | COST |  | OILRSV | 2020 | 2.6489 | 2.6489 | 2.6489 | 2.6489 | 2.6489 | 2.6489 | 2.6489 |  | EU-TIMES data source AL: 3; EU-TIMES data source AT: 3; EU-TIMES data source BG: 1.6659; EU-TIMES data source CZ: 3; EU-TIMES data source DE: 3; EU-TIMES data source DK: 1.6659; EU-TIMES data source ES: 3; EU-TIMES data source FR: 3; EU-TIMES data source EL: 3; EU-TIMES data source HR: 3; EU-TIMES data source HU: 3; EU-TIMES data source LT: 3; EU-TIMES data source NL: 1.6659; EU-TIMES data source NO: 1.6659; EU-TIMES data source PL: 3; EU-TIMES data source RO: 3; EU-TIMES data source RS: 3; EU-TIMES data source SK: 3; EU-TIMES data source UK: 1.6659 | 2005 | 2020
MINOILRSV1 | COST |  | OILRSV | 2050 | 2.722 | 2.722 | 2.722 | 2.722 | 2.722 | 2.722 | 2.722 |  | EU-TIMES data source AL: 3; EU-TIMES data source AT: 3; EU-TIMES data source BG: 1.9435; EU-TIMES data source CZ: 3; EU-TIMES data source DE: 3; EU-TIMES data source DK: 1.9435; EU-TIMES data source ES: 3; EU-TIMES data source FR: 3; EU-TIMES data source EL: 3; EU-TIMES data source HR: 3; EU-TIMES data source HU: 3; EU-TIMES data source LT: 3; EU-TIMES data source NL: 1.9435; EU-TIMES data source NO: 1.9435; EU-TIMES data source PL: 3; EU-TIMES data source RO: 3; EU-TIMES data source RS: 3; EU-TIMES data source SK: 3; EU-TIMES data source UK: 1.9435 | 2050 | 2050
MINOILRSV2 | BNDACT | UP |  | 2020 | 195.2382 | 4.1167 | 0.34479 | 25.9338 | 298.3299 | 2594.909 | 73.4455 | *nearly same to sv1 | EU-TIMES data source LT: 18 | 2005 | 2020
MINOILRSV2 | BNDACT | UP |  | 2050 | 195.2382 | 4.1167 | 0.34479 | 25.9338 | 298.3299 | 2594.909 | 73.4455
MINOILRSV2 | CUM | UP |  | 2020 | 130158.8325 | 823.3348 | 229.857 | 17289.2203 | 198886.624 | 1729939.3187 | 48963.698 |  | EU-TIMES data source LT: 65 | 2050 | 2050
MINOILRSV2 | COST |  | OILRSV | 2020 | 3 | 3 | 3 | 3 | 3 | 3 | 3 |  | EU-TIMES data source LT: 3 | 2005 | 2020
MINOILRSV2 | COST |  | OILRSV | 2050 | 3 | 3 | 3 | 3 | 3 | 3 | 3 |  | EU-TIMES data source LT: 3 | 2050 | 2050
MINOILRSV4 | BNDACT | UP |  | 2020 | 19.5238 | 0.41167 | 0.034479 | 2.5934 | 29.833 | 2594.909 | 7.3446 | -0.11816 | EU-TIMES data source ES: 57.8058; EU-TIMES data source IT: 255.1472; EU-TIMES data source NL: 92.637; EU-TIMES data source NO: 6631.1398; EU-TIMES data source RO: 223.2482 | 2005 | 2020
MINOILRSV4 | BNDACT | UP |  | 2050 | 19.5238 | 0.41167 | 0.034479 | 2.5934 | 29.833 | 2594.909 | 7.3446 |  | EU-TIMES data source ES: 57.8058; EU-TIMES data source IT: 113.4784; EU-TIMES data source NL: 92.637; EU-TIMES data source NO: 6631.1398; EU-TIMES data source RO: 223.2482 | 2050 | 2050
MINOILRSV4 | CUM | UP |  | 2020 | 260317.665 | 164.667 | 459.714 | 34578.4407 | 397773.248 | 3459878.6374 | 97927.3961 |  | EU-TIMES data source AT: 333.7409; EU-TIMES data source BG: 80.9397; EU-TIMES data source CZ: 80.9397; EU-TIMES data source DE: 2126.0165; EU-TIMES data source DK: 7161.2766; EU-TIMES data source ES: 852.565; EU-TIMES data source FR: 785.9059; EU-TIMES data source EL: 37.6804; EU-TIMES data source HU: 549.0576; EU-TIMES data source IT: 4311.5784; EU-TIMES data source NL: 1341.5307; EU-TIMES data source NO: 52332.4099; EU-TIMES data source PL: 516.7601; EU-TIMES data source RO: 2520.2819; EU-TIMES data source SK: 48.4463; EU-TIMES data source UK: 21518.2122 | 2005 | 2020
MINOILRSV4 | COST |  | OILRSV | 2020 | 3.1598 | 3.1598 | 3.1598 | 3.1598 | 3.1598 | 3.1598 | 3.1598 |  | EU-TIMES data source AT: 3; EU-TIMES data source BG: 3; EU-TIMES data source CZ: 3; EU-TIMES data source DE: 3; EU-TIMES data source DK: 3; EU-TIMES data source ES: 4.5; EU-TIMES data source FR: 3.3; EU-TIMES data source EL: 3.3; EU-TIMES data source HU: 3.3; EU-TIMES data source NL: 2.4988; EU-TIMES data source NO: 2.4988; EU-TIMES data source PL: 3; EU-TIMES data source RO: 4.5; EU-TIMES data source SK: 3; EU-TIMES data source UK: 2.4988 | 2050 | 2050
MINOILRSV4 | COST |  | OILRSV | 2050 | 3.243 | 3.243 | 3.243 | 3.243 | 3.243 | 3.243 | 3.243 |  | EU-TIMES data source AT: 3; EU-TIMES data source BG: 3; EU-TIMES data source CZ: 3; EU-TIMES data source DE: 3; EU-TIMES data source DK: 3; EU-TIMES data source ES: 4.5; EU-TIMES data source FR: 3.3; EU-TIMES data source EL: 3.3; EU-TIMES data source HU: 3.3; EU-TIMES data source NL: 2.9152; EU-TIMES data source NO: 2.9152; EU-TIMES data source PL: 3; EU-TIMES data source RO: 4.5; EU-TIMES data source SK: 3; EU-TIMES data source UK: 2.9152 | 2005 | 2020
MINOILRSV7 | BNDACT | UP |  | 2020 | 0 | 0 | 0 | 0 | 0 | 0 | 0 |  | EU-TIMES data source ES: 385.143; EU-TIMES data source IT: 229.6325; EU-TIMES data source NL: 4028.3944; EU-TIMES data source NO: 6631.1398; EU-TIMES data source RO: 700.2436 | 2050 | 2050
MINOILRSV7 | BNDACT | UP |  | 2050 | 0 | 0 | 0 | 0 | 0 | 0 | 0 |  | EU-TIMES data source ES: 385.143; EU-TIMES data source IT: 102.1306; EU-TIMES data source NL: 4028.3944; EU-TIMES data source NO: 6631.1398; EU-TIMES data source RO: 700.2436 | 2005 | 2020
MINOILRSV7 | CUM | UP |  | 2020 | 520635.33 | 0 | 919.4281 | 69156.8813 | 795546.496 | 6919757.2747 | 195854.7922 |  | EU-TIMES data source BG: 65.8214; EU-TIMES data source CZ: 105.3143; EU-TIMES data source DE: 1494.1467; EU-TIMES data source DK: 888.5895; EU-TIMES data source ES: 5680.3904; EU-TIMES data source FR: 8148.6944; EU-TIMES data source HU: 1474.4003; EU-TIMES data source IT: 6154.3047; EU-TIMES data source NL: 58337.5432; EU-TIMES data source NO: 149638.4642; EU-TIMES data source PL: 1757.4325; EU-TIMES data source RO: 7905.1551; EU-TIMES data source SK: 105.3143; EU-TIMES data source UK: 46917.5232 | 2050 | 2050
MINOILRSV7 | COST |  | OILRSV | 2020 | 3.4651 | 3.4651 | 3.4651 | 3.4651 | 3.4651 | 3.4651 | 3.4651 |  | EU-TIMES data source BG: 3.3; EU-TIMES data source CZ: 3.3; EU-TIMES data source DE: 3.3; EU-TIMES data source DK: 3; EU-TIMES data source ES: 5.25; EU-TIMES data source FR: 3.3; EU-TIMES data source HU: 3.3; EU-TIMES data source NL: 2.9152; EU-TIMES data source NO: 2.9152; EU-TIMES data source PL: 3; EU-TIMES data source RO: 5.25; EU-TIMES data source SK: 3.3; EU-TIMES data source UK: 2.9152 | 2005 | 2020
MINOILRSV7 | COST |  | OILRSV | 2050 | 3.5772 | 3.5772 | 3.5772 | 3.5772 | 3.5772 | 3.5772 | 3.5772 |  | EU-TIMES data source BG: 3.3; EU-TIMES data source CZ: 3.3; EU-TIMES data source DE: 3.3; EU-TIMES data source DK: 3; EU-TIMES data source ES: 5.25; EU-TIMES data source FR: 3.3; EU-TIMES data source HU: 3.3; EU-TIMES data source NL: 3.4011; EU-TIMES data source NO: 3.4011; EU-TIMES data source PL: 3; EU-TIMES data source RO: 5.25; EU-TIMES data source SK: 3.3; EU-TIMES data source UK: 3.4011 | 2010 | 2020
MINRENGEO1 | COST |  | RENGEO | 2020 | 0.01 | 0.01 | 0.01 | 0.01 | 0.01 | 0.01 | 0.01 |  | 0.01 | 0.01 | 0.01 | 0.01 | 0.01 | 0.01 | 0.01 | 0.01 | 0.01 | 0.01 | 0.01 | 0.01 | 0.01 | 0.01 | 0.01 | 0.01 | 0.01 | 0.01 | 0.01 | 0.01 | 0.01 | 0.01 | 0.01 | 0.01 | 0.01 | 0.01 | 0.01 | 0.01 | 0.01 | 0.01 | 0.01 | 0.01 | 0.01 | 0.01 | 0.01 | 0.01 | 0.01 | 2005 | 2020
MINRENHYD1 | COST |  | RENHYD | 2020 | 0.01 | 0.01 | 0.01 | 0.01 | 0.01 | 0.01 | 0.01 |  | 0.01 | 0.01 | 0.01 | 0.01 | 0.01 | 0.01 | 0.01 | 0.01 | 0.01 | 0.01 | 0.01 | 0.01 | 0.01 | 0.01 | 0.01 | 0.01 | 0.01 | 0.01 | 0.01 | 0.01 | 0.01 | 0.01 | 0.01 | 0.01 | 0.01 | 0.01 | 0.01 | 0.01 | 0.01 | 0.01 | 0.01 | 0.01 | 0.01 | 0.01 | 0.01 | 0.01 | 0.01 | 2050 | 2050
MINRENSOL1 | COST |  | RENSOL | 2020 | 0.01 | 0.01 | 0.01 | 0.01 | 0.01 | 0.01 | 0.01 |  | 0.01 | 0.01 | 0.01 | 0.01 | 0.01 | 0.01 | 0.01 | 0.01 | 0.01 | 0.01 | 0.01 | 0.01 | 0.01 | 0.01 | 0.01 | 0.01 | 0.01 | 0.01 | 0.01 | 0.01 | 0.01 | 0.01 | 0.01 | 0.01 | 0.01 | 0.01 | 0.01 | 0.01 | 0.01 | 0.01 | 0.01 | 0.01 | 0.01 | 0.01 | 0.01 | 0.01 | 0.01 | 2015 | 2020
MINRENWIN1 | COST |  | RENWIN | 2020 | 0.01 | 0.01 | 0.01 | 0.01 | 0.01 | 0.01 | 0.01 |  | 0.01 | 0.01 | 0.01 | 0.01 | 0.01 | 0.01 | 0.01 | 0.01 | 0.01 | 0.01 | 0.01 | 0.01 | 0.01 | 0.01 | 0.01 | 0.01 | 0.01 | 0.01 | 0.01 | 0.01 | 0.01 | 0.01 | 0.01 | 0.01 | 0.01 | 0.01 | 0.01 | 0.01 | 0.01 | 0.01 | 0.01 | 0.01 | 0.01 | 0.01 | 0.01 | 0.01 | 0.01 | 2050 | 2050
MINRENGEO1 | COST |  | RENGEO | 2050 | 0.01 | 0.01 | 0.01 | 0.01 | 0.01 | 0.01 | 0.01
MINRENHYD1 | COST |  | RENHYD | 2050 | 0.01 | 0.01 | 0.01 | 0.01 | 0.01 | 0.01 | 0.01
MINRENSOL1 | COST |  | RENSOL | 2050 | 0.01 | 0.01 | 0.01 | 0.01 | 0.01 | 0.01 | 0.01
MINRENWIN1 | COST |  | RENWIN | 2050 | 0.01 | 0.01 | 0.01 | 0.01 | 0.01 | 0.01 | 0.01
MINRENGEO1 | BNDACT | UP | RENGEO | 2020 | 6.28 | 6.28 | 6.28 | 6.28 | 6.28 | 62.8 | 62.8 | *Canada’s geothermal potential is immense, with an estimated 5,000 megawatt (MW) resources with currently available technology [Canadian Geothermal Energy Association. (n.d.). Geothermal. Retrieved from https://www.cangea.ca/geothermal.html (Date Accessed: July 2023)], so the total potential should be 5000*24*365 MWh which is 157PJ, we accounts 80% of them in BC and AL
MINRENGEO1 | BNDACT | UP | RENGEO | 2050 | 6.28 | 6.28 | 6.28 | 6.28 | 6.28 | 62.8 | 62.8
* | BNDACT | UP |  | 2020 | 0 | 0 | 0 | 0 | 15000 | 0 | 0 | "In 2021, the Saskatchewan uranium industry employed 1,842 people. In 2023, the industry is currently expected to produce 15 million kilograms of yellowcake, almost double last year's number." | EU-TIMES data source AL: Saskatchewan Second-Largest Global Producer of Uranium ¦ News and Media ¦ Government of Saskatchewan; EU-TIMES data source EE: Another data source please see the pic
* | BNDACT | UP |  | 2050 | 0 | 0 | 0 | 0 | 15000 | 0 | 0 | *Unit: tUa
* | CUM | UP |  | 2020 | 0 | 0 | 0 | 0 | 588000 | 0 | 0 | Uranium and nuclear power facts (canada.ca)
* | COST |  | NUCU308 | 2020 | 0.12606 | 0.12606 | 0.12606 | 0.12606 | 0.12606 | 0.12606 | 0.12606
* | COST |  | NUCU308 | 2050 | 0.12606 | 0.12606 | 0.12606 | 0.12606 | 0.12606 | 0.12606 | 0.12606
MINRENTID1 | COST |  | RENTID | 2020 | 0.0001 | 0.0001 | 0.0001 | 0.0001 | 0.0001 | 0.0001 | 0.0001
MINRENTID1 | COST |  | RENTID | 2050 | 0.0001 | 0.0001 | 0.0001 | 0.0001 | 0.0001 | 0.0001 | 0.0001
MINRENHYD1 | BNDACT |  |  | 2020 | 244.7955 | 1294.5154 | 199.829 | 245.3367 | 20.439 | 6.6206 | 320.4272 | *CEF2023, the 2050 generation maximum*1.2 among three sces, we put a *1.2 relax multiplier for it
MINRENSOL1 | BNDACT |  |  | 2020 | 4.8422 | 7.6809 | 85.5715 | 1.6242 | 10.9309 | 120.6113 | 63.3117
MINRENWIN1 | BNDACT |  |  | 2020 | 167.5088 | 87.4278 | 1045.4992 | 6.7656 | 75.6602 | 242.8396 | 129.459
*
MINURANIUM | BNDACT | UP |  | 2020 | 0 | 0 | 0 | 0 | 15000 | 0 | 0
MINURANIUM | BNDACT | UP |  | 2050 | 0 | 0 | 0 | 0 | 15000 | 0 | 0
MINURANIUM | CUM | UP |  | 2020 | 0 | 0 | 0 | 0 | 588000 | 0 | 0
MINURANIUM | COST |  | NUCU308 | 2020 | 0.12606 | 0.12606 | 0.12606 | 0.12606 | 0.12606 | 0.12606 | 0.12606
MINURANIUM | COST |  | NUCU308 | 2050 | 0.12606 | 0.12606 | 0.12606 | 0.12606 | 0.12606 | 0.12606 | 0.12606
MINRENAHT | BNDACT | UP |  |  | 36.6258 | 126.8762 | 261.2631 | 27.1993 | 26.5549 | 115.7863 | 67.3576 | *we put a constrint of 50% of future heat/cool demand [calculation see RSD-BY file-demand sheet] is from heat pump, refering to CEF2023
0.81286
[10 empty] | 0.62923 | 0.34679
[5 empty] | 181.5493 | 960.1884 | 146.8548 | 180.2988 | 15.0588 | 5 | 235.86
[5 empty] | 6.822 | 23.4144 | 88.1424 | 4.338 | 23.6088 | 104 | 59.59
[5 empty] | 147.4647 | 130.3884 | 842.04 | 20.664 | 76.0464 | 250 | 313.58
[5 empty] | 203.9963 | 1078.7628 | 166.5242 | 204.4473 | 17.0325 | 5.5171 | 267.0226
[5 empty] | 4.0352 | 6.4007 | 71.3096 | 1.3535 | 9.109 | 100.5094 | 52.7597
[5 empty] | 139.5907 | 72.8565 | 871.2493 | 5.638 | 63.0502 | 202.3664 | 107.8825
Note on G4: xli9: If it is vacant means there is no upper bound on it; yet if 0 then it’s zero... Because other five provinces nearly rely on imports so we set it as 0
Note on L14: xli9: See comment for oil and gas
Note on H38: xli9: National level-accessible data for other provinces
Note on L48: xli9: same reason as oil
Note on U57: Maurizio Gargiulo: Calibration
Note on U58: Maurizio Gargiulo: Calibration
Note on H98: xli9: There is no production data for QC, so we use the national level-other provinces
Note on H103: xli9: There is no production data for QC, so we use the national level-other provinces
Note on H108: xli9: There is no production data for QC, so we use the national level-other provinces
Note on L108: xli9: we adjusted Alberta’s mining limit to avoid the case where oil supply is not enough
Note on G131: xli9: Our resources of more than 588,000 tonnes of elemental uranium (tU) – at a price of less than US$50 per pound for tri-uranium octoxide (U3O8)

## PrimaryProdTech
The input/output for primary coal/oil/gas production: the auxiliary energy use proportion is from atta_auxEneDemMIN which is sourced from NRCan (Comprehensive Energy Use Database Industrial Sector – Disaggregated Industries (Canada)). Because the upstream mining data are only available for canada (not provincial resolution), so the total yield data also refers to the national level (https://apps.cer-rec.gc.ca/ftrppndc/dflt.aspx?GoCTemplateCulture=en-CA (primary demand-PJ)) | [35 empty] | *Oil sands process efficiency Oil sands process efficiency improves by 1% per year. (for all three scenarios), from https://www.cer-rec.gc.ca/en/data-analysis/canada-energy-future/2023/appendix-2/
| Primary Production | [34 empty] | *Hydrogen blending for heavy industry, see BY-Ind | [10 empty] | Primary Production
|  |  | ~FI_T: INPUT | [10 empty] | ~FI_T: INPUT | [12 empty] | ~FI_T: INPUT | [10 empty] | ~FI_T: INPUT~2050 | [10 empty] | ~FI_T: INPUT~2050
| Comm-OUT | TechName | Comm-IN | 2020 | AT | QU | ON | MA | SA | AL | BC | Comm-OUT | TechName | Comm-IN | 2020 | AT | QU | ON | MA | SA | AL | BC |  |  | Comm-OUT | TechName | Comm-IN | 2020 | AT | QU | ON | MA | SA | AL | BC | Comm-OUT | TechName | Comm-IN | 2050 | AT | QU | ON | MA | SA | AL | BC | Comm-OUT | TechName | Comm-IN | * | AT | QU | ON | MA | SA | AL | BC
|  | SPRICOH100 | COHRSV | 1 | 1 | 1 | 1 | 1 | 1 | 1 | 1 |  | SPRIGAS100 | GASRSV | 1 | 1 | 1 | 1 | 1 | 1 | 1 | 1 |  |  |  | SPRIOIL100 | OILRSV | 1 | 1 | 1 | 1 | 1 | 1 | 1 | 1 |  | SPRIOIL100 | OILRSV | 1 | 1 | 1 | 1 | 1 | 1 | 1 | 1 |  | SPRICOH100 | COHRSV |  | 1 | 1 | 1 | 1 | 1 | 1 | 1
|  | SPRICOH100 | INDELC | 0.0032474 | 0.0032474 | 0.0032474 | 0.0032474 | 0.0032474 | 0.0032474 | 0.0032474 | 0.0032474 |  | SPRIGAS100 | INDELC | 0.0032474 | 0.0032474 | 0.0032474 | 0.0032474 | 0.0032474 | 0.0032474 | 0.0032474 | 0.0032474 |  |  |  | SPRIOIL100 | INDELC | 0.0032474 | 0.0032474 | 0.0032474 | 0.0032474 | 0.0032474 | 0.0032474 | 0.0032474 | 0.0032474 |  | SPRIOIL100 | INDELC | 0.002498 | 0.002498 | 0.002498 | 0.002498 | 0.002498 | 0.002498 | 0.002498 | 0.002498 |  | SPRICOH100 | INDELC |  | 0.002498 | 0.002498 | 0.002498 | 0.002498 | 0.002498 | 0.002498 | 0.002498
|  | SPRICOH100 | INDGAS | 0.060067 | 0.060067 | 0.060067 | 0.060067 | 0.060067 | 0.060067 | 0.060067 | 0.060067 |  | SPRIGAS100 | INDGAS | 0.060067 | 0.060067 | 0.060067 | 0.060067 | 0.060067 | 0.060067 | 0.060067 | 0.060067 |  |  |  | SPRIOIL100 | INDGAS | 0.060067 | 0.060067 | 0.060067 | 0.060067 | 0.060067 | 0.060067 | 0.060067 | 0.060067 |  | SPRIOIL100 | INDGAS | 0.043229 | 0.043229 | 0.043229 | 0.043229 | 0.043229 | 0.043229 | 0.043229 | 0.043229 |  | SPRICOH100 | INDGAS |  | 0.043229 | 0.043229 | 0.043229 | 0.043229 | 0.043229 | 0.043229 | 0.043229
|  | SPRICOH100 | INDDSTLFO | 0.005294 | 0.005294 | 0.005294 | 0.005294 | 0.005294 | 0.005294 | 0.005294 | 0.005294 |  | SPRIGAS100 | INDDSTLFO | 0.005294 | 0.005294 | 0.005294 | 0.005294 | 0.005294 | 0.005294 | 0.005294 | 0.005294 |  |  |  | SPRIOIL100 | INDDSTLFO | 0.005294 | 0.005294 | 0.005294 | 0.005294 | 0.005294 | 0.005294 | 0.005294 | 0.005294 |  | SPRIOIL100 | INDDSTLFO | 0.0040723 | 0.0040723 | 0.0040723 | 0.0040723 | 0.0040723 | 0.0040723 | 0.0040723 | 0.0040723 |  | SPRICOH100 | INDDSTLFO |  | 0.0040723 | 0.0040723 | 0.0040723 | 0.0040723 | 0.0040723 | 0.0040723 | 0.0040723
|  | SPRICOH100 | INDHFO | 0 | 0 | 0 | 0 | 0 | 0 | 0 | 0 |  | SPRIGAS100 | INDHFO | 0 | 0 | 0 | 0 | 0 | 0 | 0 | 0 |  |  |  | SPRIOIL100 | INDHFO | 0 | 0 | 0 | 0 | 0 | 0 | 0 | 0 |  | SPRIOIL100 | INDHFO | 0 | 0 | 0 | 0 | 0 | 0 | 0 | 0 |  | SPRICOH100 | INDHFO |  | 0 | 0 | 0 | 0 | 0 | 0 | 0
|  | SPRICOH100 | INDSGPC | 0 | 0 | 0 | 0 | 0 | 0 | 0 | 0 |  | SPRIGAS100 | INDSGPC | 0 | 0 | 0 | 0 | 0 | 0 | 0 | 0 |  |  |  | SPRIOIL100 | INDSGPC | 0 | 0 | 0 | 0 | 0 | 0 | 0 | 0 |  | SPRIOIL100 | INDSGPC | 0 | 0 | 0 | 0 | 0 | 0 | 0 | 0 |  | SPRICOH100 | INDSGPC |  | 0 | 0 | 0 | 0 | 0 | 0 | 0
|  | SPRICOH100 | INDLPG | 0.0028866 | 0.0028866 | 0.0028866 | 0.0028866 | 0.0028866 | 0.0028866 | 0.0028866 | 0.0028866 |  | SPRIGAS100 | INDLPG | 0.0028866 | 0.0028866 | 0.0028866 | 0.0028866 | 0.0028866 | 0.0028866 | 0.0028866 | 0.0028866 |  |  |  | SPRIOIL100 | INDLPG | 0.0028866 | 0.0028866 | 0.0028866 | 0.0028866 | 0.0028866 | 0.0028866 | 0.0028866 | 0.0028866 |  | SPRIOIL100 | INDLPG | 0.0022205 | 0.0022205 | 0.0022205 | 0.0022205 | 0.0022205 | 0.0022205 | 0.0022205 | 0.0022205 |  | SPRICOH100 | INDLPG |  | 0.0022205 | 0.0022205 | 0.0022205 | 0.0022205 | 0.0022205 | 0.0022205 | 0.0022205
|  | SPRICOH100 | INDCOA | 0 | 0 | 0 | 0 | 0 | 0 | 0 | 0 |  | SPRIGAS100 | INDCOA | 0 | 0 | 0 | 0 | 0 | 0 | 0 | 0 |  |  |  | SPRIOIL100 | INDCOA | 0 | 0 | 0 | 0 | 0 | 0 | 0 | 0 |  | SPRIOIL100 | INDCOA | 0 | 0 | 0 | 0 | 0 | 0 | 0 | 0 |  | SPRICOH100 | INDCOA |  | 0 | 0 | 0 | 0 | 0 | 0 | 0
|  | SPRICOH100 | INDCOKE | 0 | 0 | 0 | 0 | 0 | 0 | 0 | 0 |  | SPRIGAS100 | INDCOKE | 0 | 0 | 0 | 0 | 0 | 0 | 0 | 0 |  |  |  | SPRIOIL100 | INDCOKE | 0 | 0 | 0 | 0 | 0 | 0 | 0 | 0 |  | SPRIOIL100 | INDCOKE | 0 | 0 | 0 | 0 | 0 | 0 | 0 | 0 |  | SPRICOH100 | INDCOKE |  | 0 | 0 | 0 | 0 | 0 | 0 | 0
|  | SPRICOH100 | INDWOOD | 0 | 0 | 0 | 0 | 0 | 0 | 0 | 0 |  | SPRIGAS100 | INDWOOD | 0 | 0 | 0 | 0 | 0 | 0 | 0 | 0 |  |  |  | SPRIOIL100 | INDWOOD | 0 | 0 | 0 | 0 | 0 | 0 | 0 | 0 |  | SPRIOIL100 | INDWOOD | 0 | 0 | 0 | 0 | 0 | 0 | 0 | 0 |  | SPRICOH100 | INDWOOD |  | 0 | 0 | 0 | 0 | 0 | 0 | 0
| COAHAR | SPRICOH100 | INDSTM | 0 | 0 | 0 | 0 | 0 | 0 | 0 | 0 | GASPIP | SPRIGAS100 | INDSTM | 0 | 0 | 0 | 0 | 0 | 0 | 0 | 0 |  |  | OILPIP | SPRIOIL100 | INDSTM | 0 | 0 | 0 | 0 | 0 | 0 | 0 | 0 | OILPIP | SPRIOIL100 | INDSTM | 0 | 0 | 0 | 0 | 0 | 0 | 0 | 0 | COAHAR | SPRICOH100 | INDSTM |  | 0 | 0 | 0 | 0 | 0 | 0 | 0
|  | SPRICOH100 | INDSYNH2CT | 0 | 0 | 0 | 0 | 0 | 0 | 0 | 0 |  | SPRIGAS100 | INDSYNH2CT | 0 | 0 | 0 | 0 | 0 | 0 | 0 | 0 |  |  |  | SPRIOIL100 | INDSYNH2CT | 0 | 0 | 0 | 0 | 0 | 0 | 0 | 0 |  | SPRIOIL100 | INDSYNH2CT | 0.0029756 | 0.0029756 | 0.0029756 | 0.0029756 | 0.0029756 | 0.0029756 | 0.0029756 | 0.0029756 |  | SPRICOH100 | INDSYNH2CT |  | 0.0029756 | 0.0029756 | 0.0029756 | 0.0029756 | 0.0029756 | 0.0029756 | 0.0029756
|  |  | Orginal SGPC INPUT [yet model shows shortage so we relax this limit and use NG as substitute] | 0.014044 | 0.014044 | 0.014044 | 0.014044 | 0.014044 | 0.014044 | 0.014044 | 0.014044
~FI_T: INPUT~2050
|  |  | ~FI_T: INPUT | [8 empty] | Comm-OUT | TechName | Comm-IN | * | AT | QU | ON | MA | SA | AL | BC | [26 empty] | ~FI_T: INPUT~2050
| Comm-OUT | TechName | Comm-IN | 2020 | AT | QU | ON | MA | SA | AL | BC |  | SPRIGAS100 | GASRSV |  | 1 | 1 | 1 | 1 | 1 | 1 | 1 | [24 empty] | Comm-OUT | TechName | Comm-IN | * | AT | QU | ON | MA | SA | AL | BC
|  | SPRICOL100 | COLRSV | 1 | 1 | 1 | 1 | 1 | 1 | 1 | 1 |  | SPRIGAS100 | INDELC |  | 0.002498 | 0.002498 | 0.002498 | 0.002498 | 0.002498 | 0.002498 | 0.002498 | [25 empty] | SPRICOL100 | COLRSV |  | 1 | 1 | 1 | 1 | 1 | 1 | 1
|  | SPRICOL100 | INDELC | 0.0032474 | 0.0032474 | 0.0032474 | 0.0032474 | 0.0032474 | 0.0032474 | 0.0032474 | 0.0032474 |  | SPRIGAS100 | INDGAS |  | 0.043229 | 0.043229 | 0.043229 | 0.043229 | 0.043229 | 0.043229 | 0.043229 | [25 empty] | SPRICOL100 | INDELC |  | 0.002498 | 0.002498 | 0.002498 | 0.002498 | 0.002498 | 0.002498 | 0.002498
|  | SPRICOL100 | INDGAS | 0.060067 | 0.060067 | 0.060067 | 0.060067 | 0.060067 | 0.060067 | 0.060067 | 0.060067 |  | SPRIGAS100 | INDDSTLFO |  | 0.0040723 | 0.0040723 | 0.0040723 | 0.0040723 | 0.0040723 | 0.0040723 | 0.0040723 | [25 empty] | SPRICOL100 | INDGAS |  | 0.043229 | 0.043229 | 0.043229 | 0.043229 | 0.043229 | 0.043229 | 0.043229
|  | SPRICOL100 | INDDSTLFO | 0.005294 | 0.005294 | 0.005294 | 0.005294 | 0.005294 | 0.005294 | 0.005294 | 0.005294 |  | SPRIGAS100 | INDHFO |  | 0 | 0 | 0 | 0 | 0 | 0 | 0 | [25 empty] | SPRICOL100 | INDDSTLFO |  | 0.0040723 | 0.0040723 | 0.0040723 | 0.0040723 | 0.0040723 | 0.0040723 | 0.0040723
|  | SPRICOL100 | INDHFO | 0 | 0 | 0 | 0 | 0 | 0 | 0 | 0 |  | SPRIGAS100 | INDSGPC |  | 0 | 0 | 0 | 0 | 0 | 0 | 0 | [25 empty] | SPRICOL100 | INDHFO |  | 0 | 0 | 0 | 0 | 0 | 0 | 0
|  | SPRICOL100 | INDSGPC | 0 | 0 | 0 | 0 | 0 | 0 | 0 | 0 |  | SPRIGAS100 | INDLPG |  | 0.0022205 | 0.0022205 | 0.0022205 | 0.0022205 | 0.0022205 | 0.0022205 | 0.0022205 | [25 empty] | SPRICOL100 | INDSGPC |  | 0 | 0 | 0 | 0 | 0 | 0 | 0
|  | SPRICOL100 | INDLPG | 0.0028866 | 0.0028866 | 0.0028866 | 0.0028866 | 0.0028866 | 0.0028866 | 0.0028866 | 0.0028866 |  | SPRIGAS100 | INDCOA |  | 0 | 0 | 0 | 0 | 0 | 0 | 0 | [25 empty] | SPRICOL100 | INDLPG |  | 0.0022205 | 0.0022205 | 0.0022205 | 0.0022205 | 0.0022205 | 0.0022205 | 0.0022205
|  | SPRICOL100 | INDCOA | 0 | 0 | 0 | 0 | 0 | 0 | 0 | 0 |  | SPRIGAS100 | INDCOKE |  | 0 | 0 | 0 | 0 | 0 | 0 | 0 | [25 empty] | SPRICOL100 | INDCOA |  | 0 | 0 | 0 | 0 | 0 | 0 | 0
|  | SPRICOL100 | INDCOKE | 0 | 0 | 0 | 0 | 0 | 0 | 0 | 0 |  | SPRIGAS100 | INDWOOD |  | 0 | 0 | 0 | 0 | 0 | 0 | 0 | [25 empty] | SPRICOL100 | INDCOKE |  | 0 | 0 | 0 | 0 | 0 | 0 | 0
|  | SPRICOL100 | INDWOOD | 0 | 0 | 0 | 0 | 0 | 0 | 0 | 0 | GASPIP | SPRIGAS100 | INDSTM |  | 0 | 0 | 0 | 0 | 0 | 0 | 0 | [25 empty] | SPRICOL100 | INDWOOD |  | 0 | 0 | 0 | 0 | 0 | 0 | 0
| COALIG | SPRICOL100 | INDSTM | 0 | 0 | 0 | 0 | 0 | 0 | 0 | 0 |  | SPRIGAS100 | INDSYNH2CT |  | 0.0029756 | 0.0029756 | 0.0029756 | 0.0029756 | 0.0029756 | 0.0029756 | 0.0029756 | [24 empty] | COALIG | SPRICOL100 | INDSTM |  | 0 | 0 | 0 | 0 | 0 | 0 | 0
|  | SPRICOL100 | INDSYNH2CT | 0 | 0 | 0 | 0 | 0 | 0 | 0 | 0 | [36 empty] | SPRICOL100 | INDSYNH2CT |  | 0.0038683 | 0.0038683 | 0.0038683 | 0.0038683 | 0.0038683 | 0.0038683 | 0.0038683
| Coke Ovens | [45 empty] | Coke Ovens
|  |  | ~FI_T: INPUT | [45 empty] | ~FI_T: INPUT~2050
| Comm-OUT | TechName | Comm-IN | 2020 | AT | QU | ON | MA | SA | AL | BC | [35 empty] | Comm-OUT | TechName | Comm-IN | * | AT | QU | ON | MA | SA | AL | BC
|  | SSCDCOKE00 | COHRSV | 1 | 1 | 1 | 1 | 1 | 1 | 1 | 1 | [36 empty] | SSCDCOKE00 | COHRSV |  | 1 | 1 | 1 | 1 | 1 | 1 | 1
|  | SSCDCOKE00 | INDELC | 0.0032474 | 0.0032474 | 0.0032474 | 0.0032474 | 0.0032474 | 0.0032474 | 0.0032474 | 0.0032474 | [36 empty] | SSCDCOKE00 | INDELC |  | 0.002498 | 0.002498 | 0.002498 | 0.002498 | 0.002498 | 0.002498 | 0.002498
|  | SSCDCOKE00 | INDGAS | 0.060067 | 0.060067 | 0.060067 | 0.060067 | 0.060067 | 0.060067 | 0.060067 | 0.060067 | [36 empty] | SSCDCOKE00 | INDGAS |  | 0.043229 | 0.043229 | 0.043229 | 0.043229 | 0.043229 | 0.043229 | 0.043229
|  | SSCDCOKE00 | INDDSTLFO | 0.005294 | 0.005294 | 0.005294 | 0.005294 | 0.005294 | 0.005294 | 0.005294 | 0.005294 | [36 empty] | SSCDCOKE00 | INDDSTLFO |  | 0.0040723 | 0.0040723 | 0.0040723 | 0.0040723 | 0.0040723 | 0.0040723 | 0.0040723
|  | SSCDCOKE00 | INDHFO | 0 | 0 | 0 | 0 | 0 | 0 | 0 | 0 | [36 empty] | SSCDCOKE00 | INDHFO |  | 0 | 0 | 0 | 0 | 0 | 0 | 0
|  | SSCDCOKE00 | INDSGPC | 0 | 0 | 0 | 0 | 0 | 0 | 0 | 0 | [36 empty] | SSCDCOKE00 | INDSGPC |  | 0 | 0 | 0 | 0 | 0 | 0 | 0
|  | SSCDCOKE00 | INDLPG | 0.0028866 | 0.0028866 | 0.0028866 | 0.0028866 | 0.0028866 | 0.0028866 | 0.0028866 | 0.0028866 | [36 empty] | SSCDCOKE00 | INDLPG |  | 0.0022205 | 0.0022205 | 0.0022205 | 0.0022205 | 0.0022205 | 0.0022205 | 0.0022205
|  | SSCDCOKE00 | INDCOA | 0 | 0 | 0 | 0 | 0 | 0 | 0 | 0 | [36 empty] | SSCDCOKE00 | INDCOA |  | 0 | 0 | 0 | 0 | 0 | 0 | 0
|  | SSCDCOKE00 | INDCOKE | 0 | 0 | 0 | 0 | 0 | 0 | 0 | 0 | [36 empty] | SSCDCOKE00 | INDCOKE |  | 0 | 0 | 0 | 0 | 0 | 0 | 0
|  | SSCDCOKE00 | INDWOOD | 0 | 0 | 0 | 0 | 0 | 0 | 0 | 0 | [36 empty] | SSCDCOKE00 | INDWOOD |  | 0 | 0 | 0 | 0 | 0 | 0 | 0
| COACOK | SSCDCOKE00 | INDSTM | 0 | 0 | 0 | 0 | 0 | 0 | 0 | 0 | [35 empty] | COACOK | SSCDCOKE00 | INDSTM |  | 0 | 0 | 0 | 0 | 0 | 0 | 0
|  | SSCDCOKE00 | INDSYNH2CT | 0 | 0 | 0 | 0 | 0 | 0 | 0 | 0 | [36 empty] | SSCDCOKE00 | INDSYNH2CT |  | 0.0038683 | 0.0038683 | 0.0038683 | 0.0038683 | 0.0038683 | 0.0038683 | 0.0038683
*The input for pipeline gas distribution is from Table 16: Upstream Mining Secondary Energy Use and GHG Emissions
Pipelines
~FI_T: INPUT
| Comm-OUT | TechName | Comm-IN | 2020 | AT | QU | ON | MA | SA | AL | BC
|  | SPIPGAS100 | GASPIP | 1 | 1 | 1 | 1 | 1 | 1 | 1 | 1
|  | SPIPGAS100 | INDELC | 0.0021951 | 0.0021951 | 0.0021951 | 0.0021951 | 0.0021951 | 0.0021951 | 0.0021951 | 0.0021951
|  | SPIPGAS100 | INDGAS | 0.0021951 | 0.0021951 | 0.0021951 | 0.0021951 | 0.0021951 | 0.0021951 | 0.0021951 | 0.0021951
|  | SPIPGAS100 | INDDSTLFO | 0 | 0 | 0 | 0 | 0 | 0 | 0 | 0
|  | SPIPGAS100 | INDHFO | 0 | 0 | 0 | 0 | 0 | 0 | 0 | 0
|  | SPIPGAS100 | INDSGPC | 0 | 0 | 0 | 0 | 0 | 0 | 0 | 0
|  | SPIPGAS100 | INDLPG | 0 | 0 | 0 | 0 | 0 | 0 | 0 | 0 | [5 empty] | ~FI_T
|  | SPIPGAS100 | INDCOA | 0 | 0 | 0 | 0 | 0 | 0 | 0 | 0 |  | TechName | Attribute | Comm-OUT | Comm-IN | Year | AT | QU | ON | MA | SA | AL | BC
|  | SPIPGAS100 | INDCOKE | 0 | 0 | 0 | 0 | 0 | 0 | 0 | 0 |  | SPIPOIL100 | EFF | OILCRD | OILPIP | 2020 | 1 | 1 | 1 | 1 | 1 | 1 | 1
|  | SPIPGAS100 | INDWOOD | 0 | 0 | 0 | 0 | 0 | 0 | 0 | 0 |  | SGPC_COKE | EFF | COACOK | OILSGPC | 2020 | 1 | 1 | 1 | 1 | 1 | 1 | 1
| GASNAT | SPIPGAS100 | INDSTM | 0 | 0 | 0 | 0 | 0 | 0 | 0 | 0
|  | SPIPGAS100 | INDSYNH2CT | 0 | 0 | 0 | 0 | 0 | 0 | 0 | 0
~FI_T: INPUT~2050
| Comm-OUT | TechName | Comm-IN | * | AT | QU | ON | MA | SA | AL | BC
|  | SPIPGAS100 | GASPIP |  | 1 | 1 | 1 | 1 | 1 | 1 | 1
|  | SPIPGAS100 | INDELC |  | 0.0021951 | 0.0021951 | 0.0021951 | 0.0021951 | 0.0021951 | 0.0021951 | 0.0021951
|  | SPIPGAS100 | INDGAS |  | 0.00068457 | 0.00068457 | 0.00068457 | 0.00068457 | 0.00068457 | 0.00068457 | 0.00068457
|  | SPIPGAS100 | INDDSTLFO |  | 0 | 0 | 0 | 0 | 0 | 0 | 0
|  | SPIPGAS100 | INDHFO |  | 0 | 0 | 0 | 0 | 0 | 0 | 0
|  | SPIPGAS100 | INDSGPC |  | 0 | 0 | 0 | 0 | 0 | 0 | 0
|  | SPIPGAS100 | INDLPG |  | 0 | 0 | 0 | 0 | 0 | 0 | 0
|  | SPIPGAS100 | INDCOA |  | 0 | 0 | 0 | 0 | 0 | 0 | 0
|  | SPIPGAS100 | INDCOKE |  | 0 | 0 | 0 | 0 | 0 | 0 | 0
|  | SPIPGAS100 | INDWOOD |  | 0 | 0 | 0 | 0 | 0 | 0 | 0
| GASNAT | SPIPGAS100 | INDSTM |  | 0 | 0 | 0 | 0 | 0 | 0 | 0
|  | SPIPGAS100 | INDSYNH2CT |  | 0.00014136 | 0.00014136 | 0.00014136 | 0.00014136 | 0.00014136 | 0.00014136 | 0.00014136
Note on G46: xli9: SGPC is not strictly needed for coke ovens
Note on W80: xli9: We have accounted the auxiliary energy use in upstream and refinery processes
Note on H97: xli9: When we use the same INPUT as 2020, the model shows 3times more industrial gas use than CEF, so we reduce it to 1/3 of 2020, that means the efficiency of NG use in gas industry improved 3 times

## Flexible Refinery-RefiningOilTe
*Data source for share-output of DST and GSL: From Elsa's report; and we adjusted the share for others (KER, HFO, LPG and SGPC), by referring to other reports
*Energy Source (PJ) from the industry energy use for petroleum refining in the NRCan data; and in the future, we assume 20% maximum blend for hydrogen in NG, and other oil use is replaced by electricity | *Petroleum products demand (4107 PJ in 2020, and provincial demands) refers to https://apps.cer-rec.gc.ca/ftrppndc/dflt.aspx?GoCTemplateCulture=en-CA, and https://www.cer-rec.gc.ca/en/data-analysis/energy-markets/provincial-territorial-energy-profiles/provincial-territorial-energy-profiles-canada.html | [6 empty] | ~FI_T: Share-O | [37 empty] | ~FI_T: Share-O~2050
| TechName | Comm-IN-A | Comm-IN | Attribute | LimType | Year | Comm-OUT | AllRegions | AT | QU | ON | MA | SA | AL | BC | Energy Source (PJ) from the industry energy use for petroleum refining in the NRCan data | Canada-national level | [7 empty] | Total petroleum refining products (PJ) | Canada-national level | [6 empty] | AT | QU | ON | MA | SA | AL | BC | TechName | Comm-IN-A | Comm-IN | Attribute | LimType | Year | Comm-OUT | AllRegions
| SSCDRFLX00 |  | OILCRD |  | UP |  | OILDST | 0.3 | 0.3 | 0.3 | 0.3 | 0.3 | 0.3 | 0.3 | 0.3 | INDELC | 20.1 | 20.1 | 20.1 | 20.1 | 20.1 | 20.1 | 20.1 |  |  | 4107 | 4107 | 4107 | 4107 | 4107 | 4107 | 4107 | 297.08 | 605.41 | 1155.78 | 124.84 | 252.87 | 1238.79 | 432.23 | SSCDRFLX00 |  | OILCRD |  | UP |  | OILDST
[5 empty] | UP |  | OILGSL | 0.3 | 0.3 | 0.3 | 0.3 | 0.3 | 0.3 | 0.3 | 0.3 | INDGAS | 63.4 | 63.4 | 63.4 | 63.4 | 63.4 | 63.4 | 63.4 |  |  | 4107 | 4107 | 4107 | 4107 | 4107 | 4107 | 4107 | 297.08 | 605.41 | 1155.78 | 124.84 | 252.87 | 1238.79 | 432.23 |  |  |  |  | UP |  | OILGSL
[5 empty] | UP |  | OILHFO | 0.1 | 0.1 | 0.1 | 0.1 | 0.1 | 0.1 | 0.1 | 0.1 | INDDSTLFO | 0.1 | 0.1 | 0.1 | 0.1 | 0.1 | 0.1 | 0.1 |  |  | 4107 | 4107 | 4107 | 4107 | 4107 | 4107 | 4107 | 297.08 | 605.41 | 1155.78 | 124.84 | 252.87 | 1238.79 | 432.23 |  |  |  |  | UP |  | OILHFO
[5 empty] | UP |  | OILKER | 0.13 | 0.13 | 0.13 | 0.13 | 0.13 | 0.13 | 0.13 | 0.13 | INDHFO | 0.4 | 0.4 | 0.4 | 0.4 | 0.4 | 0.4 | 0.4 |  |  | 4107 | 4107 | 4107 | 4107 | 4107 | 4107 | 4107 | 297.08 | 605.41 | 1155.78 | 124.84 | 252.87 | 1238.79 | 432.23 |  |  |  |  | UP |  | OILKER | 0.4
[5 empty] | UP |  | OILLPG | 0.07 | 0.07 | 0.07 | 0.07 | 0.07 | 0.07 | 0.07 | 0.07 | INDSGPC | 175.3 | 175.3 | 175.3 | 175.3 | 175.3 | 175.3 | 175.3 |  |  | 4107 | 4107 | 4107 | 4107 | 4107 | 4107 | 4107 | 297.08 | 605.41 | 1155.78 | 124.84 | 252.87 | 1238.79 | 432.23 |  |  |  |  | UP |  | OILLPG
[5 empty] | * | [10 empty] | INDLPG | 0.8 | 0.8 | 0.8 | 0.8 | 0.8 | 0.8 | 0.8 |  |  | 4107 | 4107 | 4107 | 4107 | 4107 | 4107 | 4107 | 297.08 | 605.41 | 1155.78 | 124.84 | 252.87 | 1238.79 | 432.23 |  |  |  |  | *
[5 empty] | UP |  | OILSGPC | 0.1 | 0.1 | 0.1 | 0.1 | 0.1 | 0.1 | 0.1 | 0.1 | INDCOA | 0 | 0 | 0 | 0 | 0 | 0 | 0 |  |  | 4107 | 4107 | 4107 | 4107 | 4107 | 4107 | 4107 | 297.08 | 605.41 | 1155.78 | 124.84 | 252.87 | 1238.79 | 432.23 |  |  |  |  | UP |  | OILSGPC
|  | INDELC |  | INPUT |  |  |  |  | 0.0048941 | 0.0048941 | 0.0048941 | 0.0048941 | 0.0048941 | 0.0048941 | 0.0048941 | INDCOKE | 0 | 0 | 0 | 0 | 0 | 0 | 0 |  |  | 4107 | 4107 | 4107 | 4107 | 4107 | 4107 | 4107 | 297.08 | 605.41 | 1155.78 | 124.84 | 252.87 | 1238.79 | 432.23 |  | INDELC |  | INPUT |  |  |  | 0.047894 | 0.0048941
|  | INDGAS |  | INPUT |  |  |  |  | 0.015437 | 0.015437 | 0.015437 | 0.015437 | 0.015437 | 0.015437 | 0.015437 | INDWOOD | 0 | 0 | 0 | 0 | 0 | 0 | 0 |  |  | 4107 | 4107 | 4107 | 4107 | 4107 | 4107 | 4107 | 297.08 | 605.41 | 1155.78 | 124.84 | 252.87 | 1238.79 | 432.23 |  | INDGAS |  | INPUT |  |  |  | 0.014443 | 0.015437
|  | INDDSTLFO |  | INPUT |  |  |  |  | 2.4349e-05 | 2.4349e-05 | 2.4349e-05 | 2.4349e-05 | 2.4349e-05 | 2.4349e-05 | 2.4349e-05 | INDSTM | 0 | 0 | 0 | 0 | 0 | 0 | 0 |  |  | 4107 | 4107 | 4107 | 4107 | 4107 | 4107 | 4107 | 297.08 | 605.41 | 1155.78 | 124.84 | 252.87 | 1238.79 | 432.23 |  | INDDSTLFO |  | INPUT |  |  |  | 0 | 2.4349e-05
|  | INDHFO |  | INPUT |  |  |  |  | 9.7395e-05 | 9.7395e-05 | 9.7395e-05 | 9.7395e-05 | 9.7395e-05 | 9.7395e-05 | 9.7395e-05 | [25 empty] | INDHFO |  | INPUT |  |  |  | 0 | 9.7395e-05
|  | INDSGPC |  | INPUT |  |  |  |  | 0.042683 | 0.042683 | 0.042683 | 0.042683 | 0.042683 | 0.042683 | 0.042683 | [25 empty] | INDSGPC |  | INPUT |  |  |  | 0 | 0.042683
|  | INDLPG |  | INPUT |  |  |  |  | 0.00019479 | 0.00019479 | 0.00019479 | 0.00019479 | 0.00019479 | 0.00019479 | 0.00019479 | [25 empty] | INDLPG |  | INPUT |  |  |  | 0 | 0.00019479
|  | INDSYNH2CT |  | INPUT |  |  |  |  | 0 | 0 | 0 | 0 | 0 | 0 | 0 | [25 empty] | INDSYNH2CT |  | INPUT |  |  |  | 0.00099415 | 0
|  |  |  | EFF |  |  |  | 1 | 1 | 1 | 1 | 1 | 1 | 1 | 1 | [27 empty] | EFF |  |  |  | 1
| TechName | Comm-IN-A | Comm-IN | Attribute | LimType | Year | Comm-OUT | AllRegions | AT | QU | ON | MA | SA | AL | BC
| SSCDRFLX00 | INDELC | [6 empty] | 0.0048941 | 0.0048941 | 0.0048941 | 0.0048941 | 0.0048941 | 0.0048941 | 0.0048941 | [9 empty] | 2020
|  | INDGAS | [6 empty] | 0.015437 | 0.015437 | 0.015437 | 0.015437 | 0.015437 | 0.015437 | 0.015437 | INDELC | Electricity | 19.7 |  | 18.6 | 18.4 | 18.6 | 20.5 | 21.3 | 20.1 | 21.9
|  | INDDSTLFO | [6 empty] | 2.4349e-05 | 2.4349e-05 | 2.4349e-05 | 2.4349e-05 | 2.4349e-05 | 2.4349e-05 | 2.4349e-05 | INDGAS | Natural Gas | 55.6 |  | X | X | 53.8 | 56.4 | 63.5 | 63.4 | 62.6
|  | INDHFO | [6 empty] | 9.7395e-05 | 9.7395e-05 | 9.7395e-05 | 9.7395e-05 | 9.7395e-05 | 9.7395e-05 | 9.7395e-05 | INDDSTLFO | Diesel Fuel Oil, Light Fuel Oil and Kerosene | 1.6 |  | X | X | 0.5 | 0.3 | 0 | 0.1 | 0.1
|  | INDSGPC | [6 empty] | 0.042683 | 0.042683 | 0.042683 | 0.042683 | 0.042683 | 0.042683 | 0.042683 | INDHFO | Heavy Fuel Oil | 40.4 |  | X | X | 7.2 | 6.4 | 5.8 | 0.4 | 0.4
|  | INDLPG | [6 empty] | 0.00019479 | 0.00019479 | 0.00019479 | 0.00019479 | 0.00019479 | 0.00019479 | 0.00019479 | INDSGPC | Still Gas and Petroleum Coke | 212.5 |  | 222.6 | 221 | 187 | 186.7 | 199 | 175.3 | 177
|  |  | OILCRD | [5 empty] | 1 | 1 | 1 | 1 | 1 | 1 | 1 | INDLPG | LPG and Gas Plant NGL | 8.1 |  | 2 | 3.8 | 2.1 | 3.5 | 1.2 | 0.8 | 0.8
[16 empty] | INDCOA | Coal | 0 |  | 0 | 0 | 0 | 0 | 0 | 0 | 0
[16 empty] | INDCOKE | Coke and Coke Oven Gas | 0 |  | 0 | 0 | 0 | 0 | 0 | 0 | 0
[16 empty] | INDWOOD | Wood Waste and Pulping Liquor | 0 |  | 0 | 0 | 0 | 0 | 0 | 0 | 0
[16 empty] | INDSTM | Other1 | 0 |  | 0 | 0 | 0 | 0 | 0 | 0 | 0
| TechName | Comm-IN | Comm-IN-A | Attribute | LimType | Year | Comm-OUT | FX | UP | AL | AT | BE | BG | CY | CZ
| SSCDRFLX00 | OILCRD,OILFDS |  |  | UP |  | OILDST |  | 0.41 | 0.3 | 0.45 | 0.38 | 0.37 | 0.38 | 0.42
[5 empty] | UP |  | OILGSL |  | 0.27 | 0.12 | 0.29 | 0.2 | 0.28 | 0.2 | 0.21
[5 empty] | UP |  | OILHFO |  | 0.31 | 0.25 | 0.2 | 0.21 | 0.38 | 0.4 | 0.25
[5 empty] | UP |  | OILKER |  | 0.09 | 0.35 | 0.08 | 0.06 | 0.05 | 0.08 | 0.03
[5 empty] | UP |  | OILLPG |  | 0.03 | 0 | 0.01 | 0.02 | 0.03 | 0.04 | 0.03
[5 empty] | UP |  | OILNAP |  | 0.09 | 0.1 | 0.13 | 0.08 | 0.13 | 0 | 0.12
[5 empty] | UP |  | OILNEU |  | 0.03 | 0.07 | 0.01 | 0 | 0.03 | 0 | 0.03
[5 empty] | UP |  | OILOTH |  | 0.15 | 1 | 0.09 | 0.34 | 0.14 | 0.07 | 0.24
[5 empty] | UP |  | OILRFG |  | 0.05 | 0.12 | 0.05 | 0.03 | 0.06 | 0.04 | 0.02
|  |  | INDELC | INPUT |  |  |  |  | 0.01 | 0.03 | 0.01 | 0 | 0.01 | 0 | 0
|  |  | REFHTH | INPUT |  |  |  |  | 0 | 0 | 0 | 0 | 0.02 | 0 | 0.02
|  |  | SUPBIO | INPUT |  |  |  |  | 0 | 0 | 0 | 0 | 0 | 0 | 0
|  |  | SUPCOA | INPUT |  |  |  |  | 0 | 0 | 0 | 0 | 0 | 0 | 0
|  |  | SUPRPG | INPUT |  |  |  |  | 0.04 | 0.08 | 0.05 | 0.03 | 0.04 | 0.02 | 0.03
|  |  | SUPRPP | INPUT |  |  |  |  | 0.05 | 0.11 | 0.04 | 0.02 | 0.03 | 0.03 | 0.01
|  |  |  | EFF |  |  |  |  | 1 | 1 | 1 | 1 | 1.001 | 1 | 1
|  |  |  | ACT_BND | FX | 2010 |  | 0 |  | 6 | 320 | 1384 | 226 | 0 | 335
|  |  |  | ACT_BND | FX | 2011 |  | 0 |  | 12 | 341 | 1227 | 208 | 0 | 300
|  |  |  | ACT_BND | FX | 2012 |  | 0 |  | 4 | 347 | 1318 | 242 | 0 | 309
|  |  |  | ACT_BND | FX | 2013 |  | 0 |  | 2 | 357 | 1153 | 230 | 0 | 284
|  |  |  | ACT_BND | FX | 2014 |  | 0 |  | 14 | 351 | 1336 | 209 | 0 | 320
|  |  |  | ACT_BND | UP | 2015 |  |  | 0 | 18 | 368 | 1435 | 298 | 12 | 350
Note on AU3: xli9: It denotes British Columbia and Territories
Note on BQ7: xli9: We revised it bcz it shows aviation and jet oil shortage in 2050
Note on E21: xli9: VDA_FLOP
Note on E47: Wouter: 22/12/2016 MAX(2004-2014)
Note on E112: Amit: 4/5/2016 MAX(1990-2014)

## atta_auxEneDemMIN
Industrial Sector – Disaggregated Industries | [25 empty] | Industrial Sector – Disaggregated Industries
Canada | [25 empty] | Canada
Table 16: Upstream Mining Secondary Energy Use and GHG Emissions | [25 empty] | Table 38: Industrial Gas Industry Secondary Energy Use and GHG Emissions
|  | 2000 | 2001 | 2002 | 2003 | 2004 | 2005 | 2006 | 2007 | 2008 | 2009 | 2010 | 2011 | 2012 | 2013 | 2014 | 2015 | 2016 | 2017 | 2018 | 2019 | 2020 | [5 empty] | 2000 | 2001 | 2002 | 2003 | 2004 | 2005 | 2006 | 2007 | 2008 | 2009 | 2010 | 2011 | 2012 | 2013 | 2014 | 2015 | 2016 | 2017 | 2018 | 2019 | 2020
| Total Upstream Mining Energy Use (PJ) | 394.8 | 403.3 | 419.5 | 514.4 | 502.3 | 546 | 588.1 | 732.5 | 726.6 | 812.9 | 861.7 | 985.9 | 1045.2 | 1078 | 1106.6 | 1181 | 1090.9 | 1172.4 | 1297.4 | 1341.8 | 1268.1 |  |  |  |  | Total Industrial Gas Industry Energy Use (PJ) | 8.5 | 8.9 | 9.1 | 9.2 | 10.5 | 8.4 | 13.7 | 14.6 | 12.1 | 14.9 | 18.8 | 17.7 | 25.8 | 25.7 | 36 | 36.6 | 22.4 | 22.7 | 24.6 | 25.7 | 26.5
| Energy Use by Energy Source (PJ) | [22 empty] | Primary production (PJ, in2020) | Natural gas drilling for whole canada in 2020 (PJ) |  | Energy Use by Energy Source (PJ) | [22 empty] | Primary production (PJ, for natural gas, in2020)
| Electricity | 63.3 | 65.3 | 60.4 | 56.8 | 61.9 | 68.2 | 72.6 | 76.4 | 66.8 | 66.6 | 60.3 | 60.2 | 65.9 | 58.2 | 56.9 | 56.4 | 54.6 | 54 | 42.4 | 61.3 | 57.6 | INDELC | 17737 | 6059 |  | Electricity | 7.3 | 7.3 | 7.7 | 8.6 | 10 | 8 | 13.3 | 13.9 | 11.3 | 9 | X | X | X | 4.9 | X | X | X | X | 12.8 | 12.9 | 13.3 | INDELC | 6059
| Natural Gas | 108 | 107.5 | 142 | 217.5 | 204.1 | 213.4 | 227.2 | 350.3 | 362.8 | 400.3 | 437 | 554.8 | 599.4 | 651.9 | 708.7 | 761.9 | 700 | 755 | 867.8 | 878.9 | 816.3 | INDGAS | 17737 | 6059 |  | Natural Gas | 1 | 1.4 | 1.4 | 0.6 | 0.5 | 0.3 | 0.3 | X | X | 6 | X | X | X | X | X | X | X | X | 11.8 | 12.9 | 13.3 | INDGAS | 6059
| Diesel Fuel Oil, Light Fuel Oil and Kerosene | 48.9 | 43.1 | 36 | 45.2 | 50.6 | 50.4 | 51.4 | 53.4 | 58.2 | 70 | 89.8 | 90.7 | 86.1 | 86.8 | 72.2 | 83.9 | 70.7 | 86.4 | 93.5 | 99.9 | 93.9 | INDDSTLFO | 17737 | 6059 |  | Diesel Fuel Oil, Light Fuel Oil and Kerosene | 0 | 0 | X | X | X | 0.1 | X | X | X | X | 0 | 0 | 0 | X | X | X | X | X | X | 0 | 0 | INDDSTLFO | 6059
| Heavy Fuel Oil | 0 | 0 | 0 | 0 | 0 | 0 | 0 | 0 | 0 | 0 | 0 | 0 | 0 | 0 | 0 | 0 | 0 | 0 | 0 | 0 | 0 | INDHFO | 17737 | 6059 |  | Heavy Fuel Oil | 0.3 | 0.3 | 0 | 0 | 0 | 0 | 0 | 0 | X | 0 | 0 | 0 | 0 | 0 | 0 | 0 | X | 0 | 0 | 0 | 0 | INDHFO | 6059
| Still Gas and Petroleum Coke | 148.2 | 155.9 | 155.9 | 170.2 | 161.3 | 180.4 | 199.9 | 211 | 194.5 | 235.7 | 228.8 | 229.9 | 225.3 | 225.5 | 221.5 | 231.5 | 226.1 | 233 | 236.1 | 244.9 | 249.1 | INDSGPC | 17737 | 6059 |  | Still Gas and Petroleum Coke | 0 | 0 | 0 | 0 | 0 | 0 | 0 | 0 | 0 | 0 | 0 | 0 | 0 | 0 | 0 | 0 | 0 | 0 | 0 | 0 | 0 | INDSGPC | 6059
| LPG and Gas Plant NGL | 19.5 | 20.2 | 18.8 | 17.3 | 17.6 | 31.5 | 32.7 | 35.2 | 38.3 | 35.6 | 41.3 | 47.2 | 59.6 | 48.3 | 44.6 | 43.4 | 39.5 | 44 | 54.7 | 56.8 | 51.2 | INDLPG | 17737 | 6059 |  | LPG and Gas Plant NGL | 0 | 0 | 0 | 0 | 0 | X | X | X | X | X | X | 0 | X | X | 0 | 0 | 0 | 0 | 0 | 0 | 0 | INDLPG | 6059
| Coal | 6.9 | 11.4 | 6.5 | 7.5 | 6.9 | 2.1 | 4.3 | 6.2 | 6 | 4.7 | 4.4 | 3.2 | 8.9 | 7.3 | 2.6 | 3.7 | 0 | 0 | 2.9 | 0 | 0 | INDCOA | 17737 | 6059 |  | Coal | 0 | 0 | 0 | 0 | 0 | 0 | 0 | 0 | 0 | 0 | 0 | 0 | 0 | 0 | 0 | 0 | 0 | 0 | 0 | 0 | 0 | INDCOA | 6059
| Coke and Coke Oven Gas | 0 | 0 | 0 | 0 | 0 | 0 | 0 | 0 | 0 | 0 | 0 | 0 | 0 | 0 | 0 | 0 | 0 | 0 | 0 | 0 | 0 | INDCOKE | 17737 | 6059 |  | Coke and Coke Oven Gas | 0 | 0 | 0 | 0 | 0 | 0 | 0 | 0 | 0 | 0 | 0 | 0 | 0 | 0 | 0 | 0 | 0 | 0 | 0 | 0 | 0 | INDCOKE | 6059
| Wood Waste and Pulping Liquor | 0 | 0 | 0 | 0 | 0 | 0 | 0 | 0 | 0 | 0 | 0 | 0 | 0 | 0 | 0 | 0 | 0 | 0 | 0 | 0 | 0 | INDWOOD | 17737 | 6059 |  | Wood Waste and Pulping Liquor | 0 | 0 | 0 | 0 | 0 | 0 | 0 | 0 | 0 | 0 | 0 | 0 | 0 | 0 | 0 | 0 | 0 | 0 | 0 | 0 | 0 | INDWOOD | 6059
| Other1 | 0 | 0 | 0 | 0 | 0 | 0 | 0 | 0 | 0 | 0 | 0 | 0 | 0 | 0 | 0 | 0 | 0 | 0 | 0 | 0 | 0 | INDSTM | 17737 | 6059 |  | Other1 | 0 | 0 | 0 | 0 | X | X | X | X | X | 0 | 0 | X | 0 | 0 | 0 | 0 | 0 | 0 | 0 | 0 | 0 | INDSTM | 6059
| Shares (%) | [25 empty] | Shares (%)
| Electricity | 16 | 16.2 | 14.4 | 11 | 12.3 | 12.5 | 12.3 | 10.4 | 9.2 | 8.2 | 7 | 6.1 | 6.3 | 5.4 | 5.1 | 4.8 | 5 | 4.6 | 3.3 | 4.6 | 4.5 |  |  |  |  | Electricity | 84.9 | 81.8 | 84.6 | 93.7 | 95.1 | 95.3 | 97.5 | 95.2 | 93.6 | 59.9 | X | X | X | 19.2 | X | X | X | X | 52.1 | 50 | 50
| Natural Gas | 27.3 | 26.7 | 33.9 | 42.3 | 40.6 | 39.1 | 38.6 | 47.8 | 49.9 | 49.2 | 50.7 | 56.3 | 57.4 | 60.5 | 64 | 64.5 | 64.2 | 64.4 | 66.9 | 65.5 | 64.4 |  |  |  |  | Natural Gas | 11.6 | 15.3 | 15.4 | 6.3 | 4.6 | 3.5 | 2.2 | X | X | 39.9 | X | X | X | X | X | X | X | X | 47.9 | 50 | 50
| Diesel Fuel Oil, Light Fuel Oil and Kerosene | 12.4 | 10.7 | 8.6 | 8.8 | 10.1 | 9.2 | 8.7 | 7.3 | 8 | 8.6 | 10.4 | 9.2 | 8.2 | 8 | 6.5 | 7.1 | 6.5 | 7.4 | 7.2 | 7.4 | 7.4 |  |  |  |  | Diesel Fuel Oil, Light Fuel Oil and Kerosene | 0 | 0 | X | X | X | 0.9 | X | X | X | X | 0 | 0 | 0 | X | X | X | X | X | X | 0 | 0
| Heavy Fuel Oil | 0 | 0 | 0 | 0 | 0 | 0 | 0 | 0 | 0 | 0 | 0 | 0 | 0 | 0 | 0 | 0 | 0 | 0 | 0 | 0 | 0 |  |  |  |  | Heavy Fuel Oil | 3.5 | 2.8 | 0 | 0 | 0 | 0 | 0 | 0 | X | 0 | 0 | 0 | 0 | 0 | 0 | 0 | X | 0 | 0 | 0 | 0
| Still Gas and Petroleum Coke | 37.5 | 38.6 | 37.2 | 33.1 | 32.1 | 33 | 34 | 28.8 | 26.8 | 29 | 26.6 | 23.3 | 21.6 | 20.9 | 20 | 19.6 | 20.7 | 19.9 | 18.2 | 18.3 | 19.6 |  |  |  |  | Still Gas and Petroleum Coke | 0 | 0 | 0 | 0 | 0 | 0 | 0 | 0 | 0 | 0 | 0 | 0 | 0 | 0 | 0 | 0 | 0 | 0 | 0 | 0 | 0
| LPG and Gas Plant NGL | 4.9 | 5 | 4.5 | 3.4 | 3.5 | 5.8 | 5.6 | 4.8 | 5.3 | 4.4 | 4.8 | 4.8 | 5.7 | 4.5 | 4 | 3.7 | 3.6 | 3.8 | 4.2 | 4.2 | 4 |  |  |  |  | LPG and Gas Plant NGL | 0 | 0 | 0 | 0 | 0 | X | X | X | X | X | X | 0 | X | X | 0 | 0 | 0 | 0 | 0 | 0 | 0
| Coal | 1.8 | 2.8 | 1.5 | 1.5 | 1.4 | 0.4 | 0.7 | 0.9 | 0.8 | 0.6 | 0.5 | 0.3 | 0.9 | 0.7 | 0.2 | 0.3 | 0 | 0 | 0.2 | 0 | 0 |  |  |  |  | Coal | 0 | 0 | 0 | 0 | 0 | 0 | 0 | 0 | 0 | 0 | 0 | 0 | 0 | 0 | 0 | 0 | 0 | 0 | 0 | 0 | 0
| Coke and Coke Oven Gas | 0 | 0 | 0 | 0 | 0 | 0 | 0 | 0 | 0 | 0 | 0 | 0 | 0 | 0 | 0 | 0 | 0 | 0 | 0 | 0 | 0 |  |  |  |  | Coke and Coke Oven Gas | 0 | 0 | 0 | 0 | 0 | 0 | 0 | 0 | 0 | 0 | 0 | 0 | 0 | 0 | 0 | 0 | 0 | 0 | 0 | 0 | 0
| Wood Waste and Pulping Liquor | 0 | 0 | 0 | 0 | 0 | 0 | 0 | 0 | 0 | 0 | 0 | 0 | 0 | 0 | 0 | 0 | 0 | 0 | 0 | 0 | 0 |  |  |  |  | Wood Waste and Pulping Liquor | 0 | 0 | 0 | 0 | 0 | 0 | 0 | 0 | 0 | 0 | 0 | 0 | 0 | 0 | 0 | 0 | 0 | 0 | 0 | 0 | 0
| Other1 | 0 | 0 | 0 | 0 | 0 | 0 | 0 | 0 | 0 | 0 | 0 | 0 | 0 | 0 | 0 | 0 | 0 | 0 | 0 | 0 | 0 |  |  |  |  | Other1 | 0 | 0 | 0 | 0 | X | X | X | X | X | 0.2 | 0 | X | 0 | 0 | 0 | 0 | 0 | 0 | 0 | 0 | 0
| Activity | [25 empty] | Activity
| GDP (million $2012) | 83671 | 84352 | 85316 | 87966 | 92079 | 95031 | 100118 | 97837 | 96157 | 90629 | 97341 | 103912 | 102609 | 106953 | 115591 | 110211 | 107917 | 118414 | 125144 | 124607 | 113308 |  |  |  |  | GDP (million $2012) | 235 | 203 | 250 | 291 | 441 | 627 | 586 | 471 | 385 | 406 | 455 | 461 | 486 | 386 | 460 | 583 | 562 | 515 | 548 | 738 | 682
| Energy Intensity (MJ/$2012 – GDP) | 4.7 | 4.8 | 4.9 | 5.8 | 5.5 | 5.7 | 5.9 | 7.5 | 7.6 | 9 | 8.9 | 9.5 | 10.2 | 10.1 | 9.6 | 10.7 | 10.1 | 9.9 | 10.4 | 10.8 | 11.2 |  |  |  |  | Energy Intensity (MJ/$2012 – GDP) | 36.3 | 44.1 | 36.4 | 31.7 | 23.8 | 13.3 | 23.3 | 31.1 | 31.4 | 36.8 | 41.3 | 38.4 | 53 | 66.7 | 78.3 | 62.8 | 39.8 | 44 | 44.8 | 34.9 | 38.9
| Total Upstream Mining GHG Emissions Including Electricity (Mt of CO2e) | 24.4 | 25 | 25.6 | 31.4 | 30.7 | 32.6 | 35.1 | 43.9 | 43.4 | 48.1 | 51.2 | 58 | 61 | 62.8 | 63.9 | 68.4 | 63.2 | 68 | 75.6 | 78 | 72.8 |  |  |  |  | Total Industrial Gas Industry GHG Emissions Including Electricity (Mt of CO2e) | 0.5 | 0.6 | 0.5 | 0.6 | 0.6 | 0.5 | 0.8 | 0.8 | 0.6 | 0.7 | 0.9 | 0.8 | 1.2 | 1.2 | 1.7 | 1.7 | 1 | 1 | 1 | 1.1 | 1.1
| GHG Emissions by Energy Source (Mt of CO2e) | [25 empty] | GHG Emissions by Energy Source (Mt of CO2e)
| Electricity | 3.8 | 4.2 | 3.7 | 3.6 | 3.7 | 3.9 | 4.1 | 4.4 | 3.5 | 3.2 | 3 | 2.6 | 2.7 | 2.3 | 2.2 | 2.3 | 2 | 2 | 1.4 | 2 | 1.7 |  |  |  |  | Electricity | 0.4 | 0.5 | 0.5 | 0.6 | 0.6 | 0.5 | 0.7 | 0.8 | 0.6 | 0.4 | X | X | X | 0.2 | X | X | X | X | 0.4 | 0.4 | 0.4
| Natural Gas | 6.7 | 6.7 | 8.7 | 13.2 | 12.4 | 13 | 13.8 | 21.1 | 21.8 | 24 | 25.9 | 32.8 | 35.2 | 38.2 | 41.5 | 44.4 | 41.2 | 44.5 | 50.9 | 51.5 | 47.9 |  |  |  |  | Natural Gas | 0 | 0.1 | 0.1 | 0 | 0 | 0 | 0 | X | X | 0.3 | X | X | X | X | X | X | X | X | 0.6 | 0.6 | 0.7
| Diesel Fuel Oil, Light Fuel Oil and Kerosene | 3.4 | 3 | 2.5 | 3.2 | 3.5 | 3.5 | 3.6 | 3.7 | 4.1 | 4.9 | 6.3 | 6.4 | 6 | 6.1 | 5.1 | 5.9 | 5 | 6.1 | 6.6 | 7 | 6.6 |  |  |  |  | Diesel Fuel Oil, Light Fuel Oil and Kerosene | 0 | 0 | X | X | X | 0 | X | X | X | X | 0 | 0 | 0 | X | X | X | X | X | X | 0 | 0
| Heavy Fuel Oil | 0 | 0 | 0 | 0 | 0 | 0 | 0 | 0 | 0 | 0 | 0 | 0 | 0 | 0 | 0 | 0 | 0 | 0 | 0 | 0 | 0 |  |  |  |  | Heavy Fuel Oil | 0 | 0 | 0 | 0 | 0 | 0 | 0 | 0 | X | 0 | 0 | 0 | 0 | 0 | 0 | 0 | X | 0 | 0 | 0 | 0
| Still Gas and Petroleum Coke | 8.6 | 8.8 | 8.9 | 9.6 | 9.3 | 10 | 11.2 | 12 | 11 | 13.4 | 13.1 | 13.1 | 12.5 | 12.6 | 12.2 | 12.8 | 12.5 | 12.8 | 13.1 | 14 | 13.4 |  |  |  |  | Still Gas and Petroleum Coke | 0 | 0 | 0 | 0 | 0 | 0 | 0 | 0 | 0 | 0 | 0 | 0 | 0 | 0 | 0 | 0 | 0 | 0 | 0 | 0 | 0
| LPG and Gas Plant NGL | 1.2 | 1.2 | 1.1 | 1.1 | 1.1 | 1.9 | 2 | 2.2 | 2.3 | 2.2 | 2.5 | 2.9 | 3.6 | 3 | 2.7 | 2.7 | 2.4 | 2.7 | 3.3 | 3.5 | 3.1 |  |  |  |  | LPG and Gas Plant NGL | 0 | 0 | 0 | 0 | 0 | X | X | X | X | X | X | 0 | X | X | 0 | 0 | 0 | 0 | 0 | 0 | 0
| Coal | 0.7 | 1.1 | 0.6 | 0.7 | 0.6 | 0.2 | 0.4 | 0.6 | 0.6 | 0.4 | 0.4 | 0.3 | 0.8 | 0.7 | 0.2 | 0.3 | 0 | 0 | 0.3 | 0 | 0 |  |  |  |  | Coal | 0 | 0 | 0 | 0 | 0 | 0 | 0 | 0 | 0 | 0 | 0 | 0 | 0 | 0 | 0 | 0 | 0 | 0 | 0 | 0 | 0
| Coke and Coke Oven Gas | 0 | 0 | 0 | 0 | 0 | 0 | 0 | 0 | 0 | 0 | 0 | 0 | 0 | 0 | 0 | 0 | 0 | 0 | 0 | 0 | 0 |  |  |  |  | Coke and Coke Oven Gas | 0 | 0 | 0 | 0 | 0 | 0 | 0 | 0 | 0 | 0 | 0 | 0 | 0 | 0 | 0 | 0 | 0 | 0 | 0 | 0 | 0
| Wood Waste and Pulping Liquor | 0 | 0 | 0 | 0 | 0 | 0 | 0 | 0 | 0 | 0 | 0 | 0 | 0 | 0 | 0 | 0 | 0 | 0 | 0 | 0 | 0 |  |  |  |  | Wood Waste and Pulping Liquor | 0 | 0 | 0 | 0 | 0 | 0 | 0 | 0 | 0 | 0 | 0 | 0 | 0 | 0 | 0 | 0 | 0 | 0 | 0 | 0 | 0
| Other1 | 0 | 0 | 0 | 0 | 0 | 0 | 0 | 0 | 0 | 0 | 0 | 0 | 0 | 0 | 0 | 0 | 0 | 0 | 0 | 0 | 0 |  |  |  |  | Other1 | 0 | 0 | 0 | 0 | X | X | X | X | X | 0 | 0 | X | 0 | 0 | 0 | 0 | 0 | 0 | 0 | 0 | 0
| GHG Intensity (tonne/TJ) | 61.8 | 62.1 | 61.1 | 61 | 61.1 | 59.8 | 59.7 | 60 | 59.7 | 59.2 | 59.4 | 58.9 | 58.3 | 58.3 | 57.7 | 57.9 | 57.9 | 58 | 58.3 | 58.1 | 57.4 |  |  |  |  | GHG Intensity (tonne/TJ) | 59.1 | 62.2 | 59.8 | 63.2 | 59.5 | 57.3 | 55.9 | 56.8 | 52.7 | 48.4 | 49.6 | 46.4 | 48 | 47.6 | 46 | 46.4 | 43.2 | 43.2 | 41.1 | 41.2 | 39.6
| Total Upstream Mining GHG Emissions Excluding Electricity (Mt of CO2e) | 20.6 | 20.9 | 21.9 | 27.8 | 27 | 28.7 | 31 | 39.6 | 39.8 | 45 | 48.2 | 55.4 | 58.3 | 60.5 | 61.7 | 66.2 | 61.1 | 66 | 74.2 | 76 | 71.1 |  |  |  |  | Total Industrial Gas Industry GHG Emissions Excluding Electricity (Mt of CO2e) | 0.1 | 0.1 | 0.1 | 0 | 0 | 0 | 0 | 0 | 0 | 0.3 | 0.4 | 0.4 | 1 | 1 | 1.3 | 1.2 | 0.5 | 0.6 | 0.6 | 0.6 | 0.7
| GHG Intensity (tonne/TJ) | 52.3 | 51.7 | 52.2 | 54 | 53.7 | 52.6 | 52.7 | 54 | 54.8 | 55.3 | 55.9 | 56.2 | 55.8 | 56.2 | 55.8 | 56 | 56 | 56.3 | 57.2 | 56.7 | 56.1 |  |  |  |  | GHG Intensity (tonne/TJ) | 8.4 | 9.8 | 7.7 | 3.2 | 2.3 | 2.4 | 1.2 | 2.3 | 3.1 | 19.8 | 23.5 | 25.1 | 40.2 | 40.1 | 34.8 | 32.8 | 23.2 | 25.4 | 23.9 | 24.9 | 25
1) “Other” includes steam and waste fuels from the cement industry. | [25 empty] | 1) “Other” includes steam and waste fuels from the cement industry.
Note on AA15: xli9: 1. The gas and oil production in BY-2020 is from CEF 2. The coal production is “Canadian mines produced 47 million tonnes of coal in 2022, 59% of which was metallurgical coal.” from https://natural-resources.canada.ca/minerals-mining/mining-data-statistics-analysis/minerals-metals-facts/coal-facts; so which is ~ 1314PJ per year

## attached-ForOil_shar-byElsa
18997232
Net production Jan-19 - Apr-24 (cubic metres)
Refined oil type | time axis 2019-01-01 to 2024-04-01
*We have verified the number, if we sum all it's close to the number indicated here: https://www.cer-rec.gc.ca/en/data-analysis/energy-commodities/crude-oil-petroleum-products/statistics/estimated-production-canadian-crude-oil-equivalent.html | Finished petroleum products | 10072472 | 9269155 | 10355215 | 9073769 | 9895679 | 10323281 | 10818885 | 11003751 | 9630334 | 9737432 | 9714980 | 10370808 | 10201701 | 9509782 | 9696037 | 6972426 | 8158645 | 8132376 | 9044736 | 8681069 | 8926517 | 9298130 | 9282083 | 9595071 | 8989433 | 8352114 | 9447986 | 8008127 | 8345842 | 9465881 | 10035276 | 9881899 | 8999868 | 9405962 | 9758083 | 9893904 | 9631148 | 9096629 | 9905455 | 9032950 | 9048527 | 9385153 | 10385757 | 10457874 | 9658478 | 9670454 | 9832884 | 10065902 | 10155510 | 9297382 | 10390306 | 9628276 | 10029194 | 10154724 | 10854454 | 10717853 | 9495033 | 9024906 | 10081567 | 10877035 | 10029677 | 9715292 | 10129956 | 8650628
| Finished motor gasoline 13 14 | 3213508 | 3023917 | 3441969 | 3112009 | 3469551 | 3424504 | 3609049 | 3622500 | 3399637 | 3444748 | 3277736 | 3372650 | 3108834 | 2973662 | 2848498 | 1822524 | 2510033 | 2857900 | 3158258 | 3201980 | 3105960 | 3090120 | 2878671 | 2785442 | 2457228 | 2494527 | 2953730 | 2630066 | 2893725 | 3066735 | 3276832 | 3336346 | 3262706 | 3108612 | 3157005 | 3084403 | 2851929 | 2781103 | 3112443 | 2884390 | 3165220 | 3170496 | 3432429 | 3562111 | 3265496 | 3309150 | 3220971 | 3212149 | 3260032 | 3096716 | 3388463 | 3351338 | 3691278 | 3676380 | 3802684 | 3728946 | 3472829 | 3538852 | 3401527 | 3399305 | 3160680 | 3195335 | 3287626 | 3061145
| Kerosene-type jet fuel | 501597 | 511015 | 602737 | 614400 | 617006 | 697397 | 721694 | 710579 | 508325 | 470987 | 399590 | 410628 | 450925 | 397689 | 384559 | 66683 | 104275 | 211950 | 298920 | 245031 | 261697 | 198061 | 253276 | 251978 | 288603 | 184736 | 233421 | 211068 | 219906 | 342723 | 399005 | 492134 | 305536 | 286606 | 354922 | 422236 | 375398 | 293739 | 354064 | 503523 | 551912 | 504674 | 596198 | 570305 | 518209 | 426578 | 372743 | 365252 | 451108 | 396703 | 476788 | 590987 | 629306 | 594299 | 662865 | 679556 | 533750 | 308787 | 371443 | 479842 | 413689 | 433268 | 470199 | 409873
| Distillate fuel oil 15 16 | 3257732 | 3078030 | 3499539 | 2851654 | 2999696 | 3248472 | 3429473 | 3634410 | 3270454 | 3536322 | 3533206 | 3666841 | 3703479 | 3400911 | 3626075 | 2732108 | 3157261 | 2814616 | 3032382 | 2848511 | 3170926 | 3492286 | 3443764 | 3641415 | 3389892 | 3101778 | 3522047 | 2957501 | 2682983 | 3320272 | 3445829 | 3448446 | 2904604 | 3074532 | 3338576 | 3552321 | 3543683 | 3330914 | 3584002 | 3130606 | 2933655 | 3171199 | 3633269 | 3609624 | 3375626 | 3323842 | 3331065 | 3713880 | 3752288 | 3218085 | 3695009 | 3108028 | 3241058 | 3189171 | 3448396 | 3375937 | 3114571 | 3210725 | 3488591 | 3899436 | 3471071 | 3474058 | 3662168 | 2731671
| Residual fuel oil | 585752 | 445222 | 419614 | 424239 | 510509 | 518841 | 414732 | 387979 | 334689 | 301801 | 340435 | 355714 | 347766 | 340514 | 389985 | 294887 | 325409 | 215918 | 280554 | 320923 | 240801 | 250864 | 241782 | 310113 | 299899 | 258731 | 284494 | 295996 | 337807 | 301970 | 344106 | 287385 | 356079 | 315129 | 352074 | 296117 | 265697 | 317420 | 340391 | 295160 | 351115 | 300216 | 286222 | 314764 | 352605 | 376186 | 406126 | 370002 | 323203 | 304921 | 277605 | 279629 | 269211 | 261269 | 249522 | 321246 | 288513 | 281421 | 284562 | 341272 | 315614 | 176969 | 207156 | 268845
| Petroleum coke | 1192605 | 1010061 | 1074259 | 964326 | 1046804 | 1082765 | 1189135 | 1163204 | 884702 | 800379 | 934746 | 1136712 | 1136835 | 1073374 | 1072875 | 975959 | 950154 | 930114 | 983982 | 925534 | 926083 | 942719 | 1128416 | 1281682 | 1252517 | 1106213 | 1128940 | 793056 | 1012831 | 1059411 | 1158095 | 949852 | 990493 | 1262961 | 1175359 | 1164661 | 1178872 | 1120894 | 1188158 | 1101025 | 1008904 | 996642 | 1043466 | 1011012 | 912973 | 1022838 | 1208182 | 1121626 | 1055091 | 1077598 | 1202569 | 1067691 | 963610 | 1040960 | 1275839 | 1210875 | 840418 | 620231 | 1258723 | 1335024 | 1238425 | 1148270 | 1286059 | 1186013
|  | 8751194 | 8068245 | 9038118 | [48 empty] | only apr-23 - apr-24 sample shown here, to see more widen the columns B to BB
Percentage of annual petroleum production Jan-19 - Apr-24
Refined oil type | time axis 2019-01-01 to 2024-04-01
| Finished petroleum products | 53.51% | 53.46% | 53.4% | 53.25% | 53.38% | 53.5% | 53.6% | 53.62% | 53.42% | 53.23% | 53.38% | 53.7% | 53.84% | 53.74% | 53.81% | 54.2% | 53.65% | 53.63% | 53.84% | 53.51% | 53.67% | 53.83% | 53.88% | 53.71% | 53.9% | 53.89% | 53.77% | 53.76% | 53.87% | 53.92% | 53.78% | 53.72% | 53.51% | 53.89% | 53.8% | 53.73% | 53.97% | 53.7% | 53.59% | 53.3% | 53.04% | 53.54% | 53.6% | 53.56% | 53.41% | 53.34% | 53.52% | 53.4% | 53.46% | 53.46% | 53.47% | 53.41% | 53.28% | 53.68% | 53.49% | 53.5% | 53.51% | 53.13% | 53.38% | 53.5% | 53.84% | 53.55% | 53.19% | 53.04%
| Finished motor gasoline 13 14 | 17.07% | 17.44% | 17.75% | 18.26% | 18.71% | 17.75% | 17.88% | 17.65% | 18.86% | 18.83% | 18.01% | 17.46% | 16.41% | 16.8% | 15.81% | 14.17% | 16.51% | 18.85% | 18.8% | 19.74% | 18.67% | 17.89% | 16.71% | 15.59% | 14.73% | 16.1% | 16.81% | 17.66% | 18.68% | 17.47% | 17.56% | 18.14% | 19.4% | 17.81% | 17.41% | 16.75% | 15.98% | 16.42% | 16.84% | 17.02% | 18.55% | 18.09% | 17.71% | 18.24% | 18.06% | 18.25% | 17.53% | 17.04% | 17.16% | 17.81% | 17.44% | 18.59% | 19.61% | 19.43% | 18.74% | 18.61% | 19.57% | 20.84% | 18.01% | 16.72% | 16.97% | 17.61% | 17.26% | 18.77%
| Kerosene-type jet fuel | 2.665% | 2.947% | 3.108% | 3.606% | 3.328% | 3.614% | 3.576% | 3.462% | 2.82% | 2.575% | 2.195% | 2.126% | 2.38% | 2.247% | 2.134% | 0.5183% | 0.6858% | 1.398% | 1.779% | 1.51% | 1.573% | 1.147% | 1.47% | 1.41% | 1.73% | 1.192% | 1.328% | 1.417% | 1.419% | 1.952% | 2.138% | 2.675% | 1.817% | 1.642% | 1.957% | 2.293% | 2.103% | 1.734% | 1.915% | 2.971% | 3.235% | 2.879% | 3.077% | 2.921% | 2.866% | 2.353% | 2.029% | 1.938% | 2.375% | 2.281% | 2.454% | 3.279% | 3.343% | 3.142% | 3.266% | 3.392% | 3.008% | 1.818% | 1.967% | 2.36% | 2.221% | 2.388% | 2.469% | 2.513%
| Distillate fuel oil 15 16 | 17.31% | 17.75% | 18.05% | 16.73% | 16.18% | 16.84% | 16.99% | 17.71% | 18.14% | 19.33% | 19.41% | 18.99% | 19.54% | 19.22% | 20.12% | 21.24% | 20.76% | 18.56% | 18.05% | 17.56% | 19.07% | 20.22% | 19.99% | 20.38% | 20.33% | 20.01% | 20.05% | 19.85% | 17.32% | 18.91% | 18.47% | 18.75% | 17.27% | 17.62% | 18.41% | 19.29% | 19.86% | 19.66% | 19.39% | 18.47% | 17.2% | 18.09% | 18.75% | 18.49% | 18.67% | 18.33% | 18.13% | 19.7% | 19.75% | 18.5% | 19.02% | 17.24% | 17.22% | 16.86% | 16.99% | 16.85% | 17.55% | 18.9% | 18.47% | 19.18% | 18.63% | 19.15% | 19.23% | 16.75%
| Residual fuel oil | 3.112% | 2.568% | 2.164% | 2.49% | 2.754% | 2.689% | 2.055% | 1.891% | 1.856% | 1.65% | 1.87% | 1.842% | 1.835% | 1.924% | 2.164% | 2.292% | 2.14% | 1.424% | 1.67% | 1.978% | 1.448% | 1.452% | 1.403% | 1.736% | 1.798% | 1.669% | 1.619% | 1.987% | 2.18% | 1.72% | 1.844% | 1.562% | 2.117% | 1.806% | 1.941% | 1.608% | 1.489% | 1.874% | 1.841% | 1.742% | 2.058% | 1.713% | 1.477% | 1.612% | 1.95% | 2.075% | 2.211% | 1.963% | 1.701% | 1.753% | 1.429% | 1.551% | 1.43% | 1.381% | 1.23% | 1.603% | 1.626% | 1.657% | 1.507% | 1.679% | 1.694% | 0.9754% | 1.088% | 1.649%
| Petroleum coke | 6.336% | 5.826% | 5.539% | 5.659% | 5.646% | 5.612% | 5.892% | 5.668% | 4.907% | 4.376% | 5.136% | 5.886% | 5.999% | 6.066% | 5.954% | 7.586% | 6.249% | 6.134% | 5.857% | 5.705% | 5.568% | 5.458% | 6.55% | 7.174% | 7.51% | 7.138% | 6.425% | 5.324% | 6.537% | 6.034% | 6.207% | 5.163% | 5.889% | 7.236% | 6.481% | 6.325% | 6.606% | 6.617% | 6.428% | 6.497% | 5.914% | 5.686% | 5.385% | 5.178% | 5.049% | 5.642% | 6.576% | 5.951% | 5.554% | 6.196% | 6.189% | 5.923% | 5.119% | 5.503% | 6.287% | 6.044% | 4.736% | 3.652% | 6.665% | 6.566% | 6.648% | 6.329% | 6.753% | 7.273%
[10 empty] | All | 0.53617 |  |  |  | OILDST | 0.29448
[10 empty] | GSL | 0.17517 |  |  |  | OILGSL | 0.2824
Petroleum products by supply and disposition, monthly 1 |  | 2019-09-01: KER; 2019-10-01: 0.022355; 2020-02-01: OILHFO; 2020-03-01: 0.12621
Frequency: Monthly |  | 2019-09-01: DST; 2019-10-01: 0.18724; 2020-02-01: OILKER; 2020-03-01: 0.12959
Table: 25-10-0081-01 |  | 2019-09-01: HFO; 2019-10-01: 0.018981; 2020-02-01: OILLPG; 2020-03-01: 0.10723
Release date: 2024-07-02 |  | 2019-09-01: PETCOKE; 2019-10-01: 0.060085; 2020-02-01: PETCOKE; 2020-03-01: 0.16732
Geography: Canada, Province or territory
citation | Statistics Canada. Table 25-10-0081-01 Petroleum products by supply and disposition, monthly, https://www150.statcan.gc.ca/t1/tbl1/en/tv.action?pid=2510008101 | 2019-02-01: this data is from jan 2019 - april 2024, on a monthly basis the random numbers in title cells refer to footnotes, below the table
|  | Unit of measure | Cubic metres
Geography | Products | Supply and disposition | time axis 2019-01-01 to 2024-04-01
Canada | Finished petroleum products | Refinery and blender net production, supply 2 3 4 | 10072472 | 9269155 | 10355215 | 9073769 | 9895679 | 10323281 | 10818885 | 11003751 | 9630334 | 9737432 | 9714980 | 10370808 | 10201701 | 9509782 | 9696037 | 6972426 | 8158645 | 8132376 | 9044736 | 8681069 | 8926517 | 9298130 | 9282083 | 9595071 | 8989433 | 8352114 | 9447986 | 8008127 | 8345842 | 9465881 | 10035276 | 9881899 | 8999868 | 9405962 | 9758083 | 9893904 | 9631148 | 9096629 | 9905455 | 9032950 | 9048527 | 9385153 | 10385757 | 10457874 | 9658478 | 9670454 | 9832884 | 10065902 | 10155510 | 9297382 | 10390306 | 9628276 | 10029194 | 10154724 | 10854454 | 10717853 | 9495033 | 9024906 | 10081567 | 10877035 | 10029677 | 9715292 | 10129956 | 8650628
|  | Imports, supply 5 6 | 977743 | 905754 | 728043 | 1200880 | 1260410 | 1460904 | 1317167 | 1508198 | 1243453 | 1408150 | 1026292 | 1070250 | 964843 | 722194 | 977372 | 558919 | 410086 | 1005162 | 884439 | 862798 | 865640 | 648982 | 643521 | 477864 | 702795 | 404635 | 681837 | 879504 | 581880 | 861341 | 939383 | 714271 | 794636 | 914791 | 938839 | 710927 | 602898 | 555192 | 738503 | 711839 | 749126 | 1032530 | 986032 | 1024248 | 752316 | 824712 | 748127 | 829277 | 739119 | 723523 | 754585 | 775722 | 743570 | 637634 | 984818 | 980005 | 828358 | 595705 | 759936 | 606075 | 825613 | 719335 | 656200 | 815711
|  | Stock change, disposition 7 8 | 701655 | 478196 | 674093 | 683021 | 146987 | 803397 | 860689 | 579291 | 321669 | 220078 | 667356 | 907092 | 626421 | 707955 | 931719 | 431845 | 423881 | 300051 | 577669 | 327561 | 398245 | 877551 | 672882 | 922522 | 1102288 | 659334 | 869673 | 478908 | 420393 | 834401 | 1066261 | 617607 | 401257 | 787077 | 689982 | 809972 | 827543 | 647627 | 793744 | 516696 | 288367 | 352538 | 725400 | 709454 | 441309 | 655478 | 867999 | 892049 | 1099028 | 791233 | 824080 | 873264 | 236973 | 434277 | 886224 | 961503 | 421050 | 120878 | 1067688 | 1076310 | 760788 | 1036723 | 1115910 | 521299
|  | Exports, disposition 6 9 | 1558308 | 1649943 | 1685499 | 1479632 | 1582775 | 1464374 | 1693836 | 1675980 | 1580737 | 1824225 | 1671401 | 1650557 | 1829161 | 1630569 | 1541632 | 1668025 | 1371758 | 1142492 | 1177916 | 1022321 | 1208291 | 1334785 | 1135619 | 1687921 | 1493546 | 1675621 | 1586631 | 1553425 | 1322847 | 1629423 | 1453376 | 1435545 | 1367586 | 1018413 | 1552255 | 1681691 | 1513656 | 1369834 | 1491358 | 1427158 | 1421403 | 1352552 | 1591923 | 1566127 | 1394746 | 1385222 | 1280875 | 1466437 | 1631289 | 1499858 | 1625142 | 1558237 | 1689336 | 1311560 | 1369908 | 1592021 | 1143950 | 1205171 | 1245877 | 2033603 | 1897414 | 1649175 | 1795149 | 1397854
|  | Products supplied, disposition 10 | 9013433 | 8329656 | 8788808 | 7778926 | 9068495 | 9612883 | 9625578 | 10250303 | 9281442 | 9411891 | 8787774 | 9242279 | 8951920 | 8287371 | 8295636 | 5813008 | 6812854 | 7834168 | 8295189 | 8133847 | 8270572 | 7994030 | 8529134 | 7831299 | 7612435 | 6673135 | 8149383 | 6978688 | 7335369 | 8229496 | 8845658 | 8705607 | 8104576 | 8721145 | 8667222 | 8409727 | 8226723 | 7863581 | 8347605 | 7857553 | 8156831 | 8723985 | 9090704 | 9370356 | 8791428 | 8668821 | 8622814 | 8893825 | 8074985 | 7629440 | 8502945 | 7958155 | 8887866 | 9297610 | 9391682 | 9245962 | 8997307 | 8354154 | 8601233 | 8190621 | 8301763 | 7590919 | 7832679 | 7716345
|  | Ending stocks 8 11 12 | 132733251 | 133211447 | 133885540 | 134568561 | 134715548 | 135518945 | 136379634 | 136958925 | 137280594 | 137500672 | 138161447 | 139068539 | 139694960 | 140402915 | 141334634 | 141766479 | 142190360 | 142490411 | 143068080 | 143395641 | 143793886 | 144671437 | 145344319 | 146266841 | 147369129 | 148028463 | 148898136 | 149377044 | 149797437 | 150631838 | 151698099 | 152315706 | 152716963 | 153504040 | 154194022 | 155003994 | 155831537 | 156479164 | 157272908 | 157789604 | 158077971 | 158430509 | 159155909 | 159865363 | 160306672 | 160962150 | 161830149 | 162722198 | 163793032 | 164584265 | 165408345 | 166281609 | 166518582 | 166952859 | 167839083 | 168800586 | 169218067 | 169338945 | 170406633 | 169542278 | 170303066 | 171306809 | 172420905 | 172944508
| Finished motor gasoline 13 14 | Refinery and blender net production, supply 2 3 4 | 3213508 | 3023917 | 3441969 | 3112009 | 3469551 | 3424504 | 3609049 | 3622500 | 3399637 | 3444748 | 3277736 | 3372650 | 3108834 | 2973662 | 2848498 | 1822524 | 2510033 | 2857900 | 3158258 | 3201980 | 3105960 | 3090120 | 2878671 | 2785442 | 2457228 | 2494527 | 2953730 | 2630066 | 2893725 | 3066735 | 3276832 | 3336346 | 3262706 | 3108612 | 3157005 | 3084403 | 2851929 | 2781103 | 3112443 | 2884390 | 3165220 | 3170496 | 3432429 | 3562111 | 3265496 | 3309150 | 3220971 | 3212149 | 3260032 | 3096716 | 3388463 | 3351338 | 3691278 | 3676380 | 3802684 | 3728946 | 3472829 | 3538852 | 3401527 | 3399305 | 3160680 | 3195335 | 3287626 | 3061145
|  | Imports, supply 5 6 | 290552 | 322802 | 160885 | 276164 | 429628 | 467156 | 434469 | 386901 | 424484 | 454819 | 226650 | 252514 | 239881 | 207032 | 276467 | 97794 | 44659 | 435078 | 385848 | 327029 | 355078 | 231281 | 177677 | 215111 | 116207 | 130349 | 247024 | 371613 | 198050 | 391034 | 430010 | 349056 | 208205 | 440778 | 237807 | 256822 | 197504 | 110658 | 216425 | 306461 | 266229 | 493091 | 291593 | 271811 | 238466 | 175750 | 208490 | 95940 | 72863 | 255272 | 206405 | 197736 | 214207 | 192084 | 274717 | 249674 | 169001 | 57772 | 129471 | 103692 | 130718 | 185359 | 147590 | 174054
|  | Stock change, disposition 7 8 | -13697 | -36462 | 36030 | -14012 | -7933 | -21128 | -11922 | 29119 | -4883 | 58522 | -46595 | 22846 | -18142 | 19106 | -12497 | -62741 | -58860 | 134589 | -41352 | 5495 | -16508 | 54160 | 15192 | 30512 | -4901 | -103925 | -4646 | 55555 | -19524 | 15019 | 9406 | -72506 | 69539 | 20110 | -30378 | -28447 | 34318 | -28555 | -22801 | -24756 | -87697 | -2397 | 7912 | 15034 | 54111 | -4255 | 1291 | -93069 | 23447 | 38514 | -52203 | -3649 | 4976 | -36535 | 25090 | -21292 | 97118 | -44570 | -46688 | 27434 | -53187 | 34700 | -14758 | 42255
|  | Exports, disposition 6 9 | 247421 | 301595 | 154233 | 96129 | 81483 | 143058 | 199373 | 186830 | 266441 | 289767 | 173246 | 217414 | 230475 | 164531 | 232819 | 196346 | 146533 | 50012 | 139374 | 203567 | 95127 | 100049 | 119148 | 95797 | 193708 | 189793 | 218112 | 152939 | 184188 | 142885 | 108762 | 109447 | 101405 | 97786 | 118912 | 98004 | 150512 | 74252 | 88805 | 71146 | 90921 | 88175 | 79008 | 104320 | 82610 | 93014 | 83038 | 125281 | 80137 | 60212 | 121117 | 74127 | 88302 | 128401 | 66316 | 109606 | 87995 | 73199 | 51993 | 56142 | 121843 | 73959 | 59911 | 69213
|  | Products supplied, disposition 10 | 3493517 | 3364472 | 3477733 | 2972986 | 3467797 | 3866199 | 3900118 | 3787077 | 3872624 | 3861890 | 3762994 | 3743774 | 3382253 | 3399330 | 3031078 | 2180855 | 2500090 | 3264960 | 3557313 | 3296876 | 3473130 | 3460942 | 3341560 | 3279731 | 2895254 | 2774478 | 3493380 | 2953794 | 3098948 | 3647087 | 4020884 | 3845792 | 3386510 | 3648410 | 3551110 | 3579845 | 3219436 | 3110260 | 3258228 | 3235803 | 3486854 | 3614048 | 3664870 | 3909894 | 3539887 | 3671079 | 3569396 | 3691244 | 3137501 | 3163834 | 3396085 | 3428877 | 3870562 | 3935308 | 3842207 | 3960032 | 3687135 | 3645034 | 3608638 | 3236500 | 3281789 | 3118660 | 3254667 | 3245745
|  | Ending stocks 8 11 12 | 567041 | 530579 | 566609 | 552597 | 544664 | 523536 | 511614 | 540733 | 535850 | 594372 | 545752 | 568598 | 550456 | 569562 | 557065 | 494324 | 435464 | 570053 | 528701 | 534196 | 517688 | 571848 | 587040 | 617552 | 612651 | 508726 | 504080 | 559635 | 540111 | 555130 | 564536 | 492030 | 561569 | 581679 | 551301 | 522854 | 557172 | 528617 | 505816 | 481060 | 393363 | 390966 | 398878 | 413912 | 468023 | 463768 | 465059 | 371990 | 396455 | 434969 | 382766 | 379117 | 384093 | 347558 | 372648 | 351356 | 448474 | 403904 | 357216 | 384430 | 331243 | 353451 | 338495 | 380976
| Kerosene-type jet fuel | Refinery and blender net production, supply 2 3 4 | 501597 | 511015 | 602737 | 614400 | 617006 | 697397 | 721694 | 710579 | 508325 | 470987 | 399590 | 410628 | 450925 | 397689 | 384559 | 66683 | 104275 | 211950 | 298920 | 245031 | 261697 | 198061 | 253276 | 251978 | 288603 | 184736 | 233421 | 211068 | 219906 | 342723 | 399005 | 492134 | 305536 | 286606 | 354922 | 422236 | 375398 | 293739 | 354064 | 503523 | 551912 | 504674 | 596198 | 570305 | 518209 | 426578 | 372743 | 365252 | 451108 | 396703 | 476788 | 590987 | 629306 | 594299 | 662865 | 679556 | 533750 | 308787 | 371443 | 479842 | 413689 | 433268 | 470199 | 409873
|  | Imports, supply 5 6 | 310329 | 263596 | 261799 | 327552 | 284022 | 393580 | 237899 | 403427 | 363044 | 330493 | 310375 | 436780 | 320742 | 238229 | 255712 | 94216 | 19655 | 32513 | 44283 | 73336 | 61425 | 52361 | 85246 | 87532 | 69711 | 65629 | 57733 | 11827 | 74743 | 43311 | 46837 | 116851 | 85024 | 172288 | 184802 | 199297 | 56363 | 188049 | 177776 | 80271 | 67931 | 202464 | 269696 | 251199 | 221764 | 272253 | 190115 | 353719 | 258324 | 146035 | 259463 | 103382 | 156427 | 133893 | 219882 | 308854 | 245936 | 301824 | 286956 | 259285 | 337773 | 276162 | 209964 | 359124
|  | Stock change, disposition 7 8 | -32928 | 53458 | 37429 | -5468 | 7026 | 11653 | -22765 | 46456 | -89212 | -41716 | -25520 | 36293 | -68031 | 17469 | 12372 | 31898 | -47696 | 2533 | 11541 | -3609 | 16022 | -53938 | 20392 | 8899 | -11127 | 14410 | -2428 | -17636 | 25325 | 40898 | -21931 | 11353 | -33913 | -36658 | 62358 | -29251 | 19984 | 9145 | -76147 | -8880 | 20366 | -31541 | 12391 | -11551 | 30929 | -1362 | 33665 | -33255 | 53668 | -2309 | -3281 | 16912 | 33038 | -58734 | 24861 | 44439 | -29613 | -2401 | 5009 | -30574 | -20620 | 12022 | 11873 | 16125
|  | Exports, disposition 6 9 | 74848 | 71927 | 117498 | 120612 | 182488 | 193595 | 137798 | 95309 | 101109 | 91617 | 71439 | 67239 | 57501 | 73059 | 90975 | 727 | 22485 | 61889 | 43961 | 32799 | 22058 | 40478 | 39724 | 40216 | 55202 | 53021 | 36763 | 29655 | 16518 | 66358 | 68987 | 37260 | 24986 | 14581 | 37841 | 56613 | 41715 | 32055 | 76785 | 56347 | 67886 | 23827 | 27811 | 36144 | 25839 | 16518 | 9684 | 11784 | 16664 | 25103 | 52446 | 46211 | 66800 | 19337 | 55358 | 32665 | 22835 | 14963 | 32130 | 41347 | 21778 | 39886 | 48667 | 24041
|  | Products supplied, disposition 10 | 770006 | 649226 | 709609 | 826808 | 711514 | 885729 | 844560 | 972241 | 859472 | 751579 | 664046 | 743876 | 782197 | 545390 | 536924 | 128274 | 149141 | 180041 | 287701 | 289177 | 285042 | 263882 | 278406 | 290395 | 314239 | 182934 | 256819 | 210876 | 252806 | 278778 | 398786 | 560372 | 399487 | 480971 | 439525 | 594171 | 370062 | 440588 | 531202 | 536327 | 531591 | 714852 | 825692 | 796911 | 683205 | 683675 | 519509 | 740442 | 639100 | 519944 | 687086 | 631246 | 685895 | 767589 | 802528 | 911306 | 786464 | 598049 | 621260 | 728354 | 750304 | 657522 | 619623 | 728831
|  | Ending stocks 8 11 12 | 431934 | 485392 | 522821 | 517353 | 524379 | 536032 | 513267 | 559723 | 470511 | 428795 | 403220 | 439513 | 371482 | 388951 | 401323 | 433221 | 385525 | 388058 | 399599 | 395990 | 412012 | 358074 | 378466 | 387365 | 376238 | 390648 | 388220 | 370584 | 395909 | 436807 | 414876 | 426229 | 392316 | 355658 | 418016 | 388765 | 408749 | 417894 | 341747 | 332867 | 353233 | 321692 | 334083 | 322532 | 353461 | 352099 | 385764 | 352509 | 406177 | 403868 | 400587 | 417499 | 450537 | 391803 | 416664 | 461103 | 427921 | 425520 | 430529 | 399948 | 379328 | 391350 | 403223 | 419348
| Distillate fuel oil 15 16 | Refinery and blender net production, supply 2 3 4 | 3257732 | 3078030 | 3499539 | 2851654 | 2999696 | 3248472 | 3429473 | 3634410 | 3270454 | 3536322 | 3533206 | 3666841 | 3703479 | 3400911 | 3626075 | 2732108 | 3157261 | 2814616 | 3032382 | 2848511 | 3170926 | 3492286 | 3443764 | 3641415 | 3389892 | 3101778 | 3522047 | 2957501 | 2682983 | 3320272 | 3445829 | 3448446 | 2904604 | 3074532 | 3338576 | 3552321 | 3543683 | 3330914 | 3584002 | 3130606 | 2933655 | 3171199 | 3633269 | 3609624 | 3375626 | 3323842 | 3331065 | 3713880 | 3752288 | 3218085 | 3695009 | 3108028 | 3241058 | 3189171 | 3448396 | 3375937 | 3114571 | 3210725 | 3488591 | 3899436 | 3471071 | 3474058 | 3662168 | 2731671
|  | Imports, supply 5 6 | 129730 | 67839 | 44968 | 191232 | 134257 | 135987 | 218700 | 83328 | 102561 | 146527 | 97508 | 45570 | 50344 | 81234 | 110126 | 26626 | 61781 | 121092 | 61232 | 114047 | 164728 | 47945 | 89963 | 19525 | 206222 | 20290 | 46516 | 169092 | 61823 | 143081 | 94302 | 66695 | 106108 | 126803 | 131927 | 39149 | 119298 | 45670 | 75058 | 86060 | 155543 | 59249 | 94364 | 96521 | 43375 | 71584 | 42716 | 194753 | 104213 | 118358 | 66015 | 20124 | 91601 | 17377 | 138348 | 111271 | 79605 | 80930 | 85632 | 12707 | 56400 | 63960 | 48306 | 48474
|  | Stock change, disposition 7 8 | -102030 | -66729 | 59063 | 3090 | -249003 | 76779 | 230031 | -37991 | -128291 | -134576 | 96817 | 153440 | 35902 | -52790 | 205112 | -180996 | 67582 | -30869 | 19825 | -244361 | -195381 | 241805 | 32540 | 187285 | 169348 | -62510 | -31381 | 57588 | -390565 | 109212 | 240304 | -6119 | -344132 | -57187 | 69008 | 126965 | 3621 | -151564 | 82497 | 352 | -232670 | -92758 | 180935 | 33035 | -88286 | -32981 | -92058 | 348606 | 368256 | -139023 | 24569 | 91643 | -467846 | 25697 | 190788 | 58009 | -152511 | -157047 | 16486 | 326961 | -62044 | 45266 | 84222 | -319076
|  | Exports, disposition 6 9 | 608598 | 803330 | 813895 | 632227 | 648651 | 641582 | 598963 | 830789 | 690363 | 845298 | 921370 | 922820 | 1050262 | 838309 | 788832 | 929905 | 755307 | 544106 | 496187 | 435349 | 674226 | 633776 | 598228 | 971733 | 818480 | 905728 | 979058 | 630401 | 545338 | 680736 | 725181 | 691439 | 540234 | 443511 | 678469 | 1005240 | 932069 | 794402 | 801009 | 690022 | 723417 | 580910 | 833760 | 883243 | 686790 | 622698 | 606394 | 833714 | 947595 | 864983 | 816238 | 817669 | 907741 | 722880 | 727120 | 743815 | 533813 | 586161 | 690565 | 989409 | 1159389 | 1004488 | 1099591 | 709631
|  | Products supplied, disposition 10 | 2880894 | 2409268 | 2671549 | 2407569 | 2734305 | 2666098 | 2819179 | 2924940 | 2810943 | 2972127 | 2612527 | 2636151 | 2662746 | 2688272 | 2711400 | 1997216 | 2402844 | 2405061 | 2587972 | 2734503 | 2851049 | 2630154 | 2895438 | 2465242 | 2613701 | 2294721 | 2590658 | 2401385 | 2569083 | 2692281 | 2533072 | 2795079 | 2806982 | 2803977 | 2690731 | 2447647 | 2706334 | 2698771 | 2768939 | 2491568 | 2608770 | 2717449 | 2721408 | 2758356 | 2864540 | 2745126 | 2825858 | 2668078 | 2543133 | 2599537 | 2857362 | 2254217 | 2875820 | 2550350 | 2621166 | 2717286 | 2821372 | 2845094 | 2857522 | 2596118 | 2475754 | 2483829 | 2619639 | 2436735
|  | Ending stocks 8 11 12 | 2390238 | 2323509 | 2382572 | 2385662 | 2136659 | 2213438 | 2443469 | 2405478 | 2277187 | 2142611 | 2235753 | 2389193 | 2425095 | 2372305 | 2577417 | 2396421 | 2464003 | 2433134 | 2452959 | 2208598 | 2013217 | 2255022 | 2287562 | 2474847 | 2644195 | 2581685 | 2550304 | 2607892 | 2217327 | 2326539 | 2566843 | 2560724 | 2216592 | 2159405 | 2228413 | 2355378 | 2358999 | 2207435 | 2289932 | 2290284 | 2057614 | 1964856 | 2145791 | 2178826 | 2090540 | 2057559 | 1965501 | 2314107 | 2681256 | 2542233 | 2566802 | 2658445 | 2190599 | 2216296 | 2407084 | 2465093 | 2312582 | 2155535 | 2172021 | 2539918 | 2477874 | 2527322 | 2609928 | 2292435
| Residual fuel oil | Refinery and blender net production, supply 2 3 4 | 585752 | 445222 | 419614 | 424239 | 510509 | 518841 | 414732 | 387979 | 334689 | 301801 | 340435 | 355714 | 347766 | 340514 | 389985 | 294887 | 325409 | 215918 | 280554 | 320923 | 240801 | 250864 | 241782 | 310113 | 299899 | 258731 | 284494 | 295996 | 337807 | 301970 | 344106 | 287385 | 356079 | 315129 | 352074 | 296117 | 265697 | 317420 | 340391 | 295160 | 351115 | 300216 | 286222 | 314764 | 352605 | 376186 | 406126 | 370002 | 323203 | 304921 | 277605 | 279629 | 269211 | 261269 | 249522 | 321246 | 288513 | 281421 | 284562 | 341272 | 315614 | 176969 | 207156 | 268845
|  | Imports, supply 5 6 | 92689 | 78718 | 82479 | 47060 | 78649 | 56364 | 31406 | 22188 | 23397 | 112289 | 135585 | 81308 | 120066 | 62702 | 129709 | 57275 | 12048 | 44896 | 100 | 8128 | 7102 | 24057 | 49539 | 49850 | 103158 | 16968 | 76663 | 48652 | 40761 | 0 | 35321 | 1343 | 83 | 1375 | 37153 | 42507 | 78267 | 35295 | 67181 | 3778 | 65246 | 11089 | 4445 | 26754 | 5634 | 13468 | 38070 | 35165 | 4876 | 66895 | 60539 | 35846 | 4052 | 2464 | 35712 | 6628 | 50960 | 2814 | 2523 | 34681 | 39357 | 36762 | 16495 | 49792
|  | Stock change, disposition 7 8 | 127684 | -104909 | -55285 | -3199 | -111714 | 96947 | -12484 | -52064 | 51748 | -14209 | -10560 | 67194 | 13519 | -12181 | 63059 | 1479 | -46146 | 17986 | 14561 | 6543 | 41827 | -44664 | -1178 | -53479 | 46469 | -42583 | 88426 | -102271 | 161573 | -112523 | 40419 | -118884 | 62220 | 33679 | -69513 | -29224 | -41713 | 39025 | 43392 | -50160 | 119776 | -91825 | -83384 | 45105 | 92618 | -130248 | 100570 | 11660 | -47378 | -11961 | 513 | -20249 | 70021 | -25828 | -45666 | 27139 | 17070 | 57025 | -49876 | -78407 | -10083 | 57098 | 60470 | 52942
|  | Exports, disposition 6 9 | 239270 | 139645 | 212228 | 185238 | 256383 | 154712 | 216654 | 103570 | 122347 | 97760 | 154908 | 87665 | 70946 | 102299 | 38029 | 90040 | 61542 | 59380 | 43976 | 55249 | 68439 | 72930 | 83425 | 123226 | 69473 | 102125 | 16658 | 132904 | 38186 | 232608 | 152656 | 211732 | 102787 | 95892 | 198656 | 56961 | 45372 | 53898 | 90273 | 143363 | 56033 | 123573 | 69358 | 79720 | 107922 | 196071 | 177465 | 42379 | 165791 | 86784 | 137135 | 139818 | 124614 | 95670 | 101908 | 140700 | 142946 | 54845 | 99615 | 159922 | 122525 | 51868 | 79541 | 120132
|  | Products supplied, disposition 10 | 311487 | 489204 | 345150 | 289260 | 444489 | 323546 | 241968 | 358661 | 183991 | 330539 | 331672 | 282163 | 383367 | 313098 | 418606 | 260643 | 322061 | 183448 | 222117 | 267259 | 137637 | 246655 | 209074 | 290216 | 287115 | 216157 | 256073 | 314015 | 178809 | 181885 | 186352 | 195880 | 191155 | 186933 | 260084 | 310887 | 340305 | 259792 | 273907 | 205735 | 240552 | 279557 | 304693 | 216693 | 157699 | 323831 | 166161 | 351128 | 209666 | 296993 | 200496 | 195906 | 78628 | 193891 | 228992 | 160035 | 179457 | 172365 | 237346 | 294438 | 242529 | 104765 | 83640 | 145563
|  | Ending stocks 8 11 12 | 742382 | 637473 | 582188 | 578989 | 467275 | 564222 | 551738 | 499674 | 551422 | 537213 | 526653 | 593847 | 607366 | 595185 | 658244 | 659723 | 613577 | 631563 | 646124 | 652667 | 694494 | 649830 | 648652 | 595173 | 641642 | 599059 | 687485 | 585214 | 746787 | 634264 | 674683 | 555799 | 618019 | 651698 | 582185 | 552961 | 511248 | 550273 | 593665 | 543505 | 663281 | 571456 | 488072 | 533177 | 625795 | 495547 | 596117 | 607777 | 552796 | 540835 | 541348 | 521099 | 591120 | 565292 | 519626 | 546765 | 563835 | 620860 | 570984 | 503560 | 493477 | 512185 | 572655 | 625597
| Petroleum coke | Refinery and blender net production, supply 2 3 4 | 1192605 | 1010061 | 1074259 | 964326 | 1046804 | 1082765 | 1189135 | 1163204 | 884702 | 800379 | 934746 | 1136712 | 1136835 | 1073374 | 1072875 | 975959 | 950154 | 930114 | 983982 | 925534 | 926083 | 942719 | 1128416 | 1281682 | 1252517 | 1106213 | 1128940 | 793056 | 1012831 | 1059411 | 1158095 | 949852 | 990493 | 1262961 | 1175359 | 1164661 | 1178872 | 1120894 | 1188158 | 1101025 | 1008904 | 996642 | 1043466 | 1011012 | 912973 | 1022838 | 1208182 | 1121626 | 1055091 | 1077598 | 1202569 | 1067691 | 963610 | 1040960 | 1275839 | 1210875 | 840418 | 620231 | 1258723 | 1335024 | 1238425 | 1148270 | 1286059 | 1186013
|  | Imports, supply 5 6 | 79399 | 85825 | 63177 | 262317 | 252114 | 268003 | 228886 | 442365 | 200814 | 202079 | 132674 | 138754 | 167099 | 45924 | 131411 | 249912 | 212517 | 189072 | 214874 | 228163 | 133768 | 144697 | 163267 | 51679 | 127650 | 99520 | 157900 | 204531 | 123616 | 108884 | 138170 | 70265 | 213612 | 90819 | 208588 | 75233 | 72493 | 79833 | 115378 | 148078 | 117224 | 154759 | 241984 | 253963 | 152460 | 146324 | 199763 | 30408 | 214276 | 73001 | 79227 | 352849 | 189377 | 109901 | 151551 | 136778 | 169274 | 86873 | 141407 | 88665 | 190257 | 78672 | 153975 | 96068
|  | Stock change, disposition 7 8 | 674159 | 583134 | 615002 | 642218 | 573143 | 619065 | 687654 | 666026 | 513501 | 439051 | 575979 | 623186 | 634466 | 668490 | 615825 | 577048 | 533818 | 307079 | 593896 | 634806 | 608681 | 598952 | 621318 | 766221 | 834404 | 762801 | 761826 | 473191 | 661260 | 852474 | 791320 | 820363 | 756121 | 830914 | 596104 | 798311 | 694793 | 694612 | 705083 | 669691 | 567627 | 578616 | 637671 | 621989 | 466549 | 830814 | 731631 | 677557 | 735590 | 772294 | 833972 | 714389 | 632610 | 562017 | 754901 | 886223 | 542398 | 331577 | 1164650 | 837816 | 855800 | 774988 | 875237 | 812926
|  | Exports, disposition 6 9 | 144163 | 61891 | 117700 | 190627 | 171413 | 78996 | 225851 | 152602 | 105648 | 187621 | 121913 | 46918 | 128715 | 157488 | 44061 | 202664 | 126268 | 162757 | 155145 | 69449 | 73568 | 202743 | 33156 | 154115 | 151554 | 170370 | 5518 | 244674 | 157913 | 200824 | 28763 | 67383 | 248691 | 36941 | 153716 | 133509 | 63174 | 106508 | 76879 | 113451 | 121705 | 183784 | 183773 | 144632 | 123986 | 147477 | 124973 | 145676 | 81006 | 165292 | 137010 | 172425 | 112604 | 1515 | 27660 | 162912 | 1523 | 168800 | 82116 | 514209 | 108113 | 143718 | 165827 | 153013
|  | Products supplied, disposition 10 | 453682 | 450861 | 404734 | 393798 | 554362 | 652707 | 504516 | 786941 | 466367 | 375786 | 369528 | 605362 | 540753 | 293320 | 544400 | 446159 | 502585 | 649350 | 449815 | 449442 | 377602 | 285721 | 637209 | 413025 | 394209 | 272562 | 519496 | 279722 | 317274 | 114997 | 476182 | 132371 | 199293 | 485925 | 634127 | 308074 | 493398 | 399607 | 521574 | 465961 | 436796 | 389001 | 464006 | 498354 | 474898 | 190871 | 551341 | 328801 | 452771 | 213013 | 310814 | 533726 | 407773 | 587329 | 644829 | 298518 | 465771 | 206727 | 153364 | 71664 | 464769 | 308236 | 398970 | 316142
|  | Ending stocks 8 11 12 | 127967712 | 128550846 | 129165848 | 129808066 | 130381209 | 131000274 | 131687928 | 132353954 | 132867455 | 133306506 | 133882485 | 134505671 | 135140137 | 135808627 | 136424452 | 137001500 | 137535318 | 137842397 | 138436293 | 139071099 | 139679780 | 140278732 | 140900050 | 141666271 | 142500675 | 143263476 | 144025302 | 144498493 | 145159753 | 146012227 | 146803547 | 147623910 | 148380031 | 149210945 | 149807049 | 150605360 | 151300153 | 151994765 | 152699848 | 153369539 | 153937166 | 154515782 | 155153453 | 155775442 | 156241991 | 157072805 | 157804436 | 158481993 | 159217583 | 159989877 | 160823849 | 161538238 | 162170848 | 162732865 | 163487766 | 164373989 | 164916387 | 165247964 | 166412614 | 165246156 | 166101956 | 166876944 | 167752181 | 168565107
Footnotes:
1 | In January 2019, changes were made to the Monthly Refined Petroleum Products Survey to reflect the evolving refined petroleum industry. Upgraders and petroleum terminals are now included in the survey frame. New variables have been added, while other variables have been discontinued. Refined Petroleum Products data are now published in table 25-10-0081-01. Data from releases prior to January 2019 will remain available for reference purposes in tables 25-10-0041-01 (formerly CANSIM 134-0041), 25-10-0042-01 (formerly CANSIM 134-0042), 25-10-0043-01 (formerly CANSIM 134-0043) and 25-10-0044-01 (formerly CANSIM 134-0044). As a result of content and methodology changes, the current estimates may not be comparable with the estimates prior to January 2019.
13 | Finished motor gasoline production and product supplied includes a monthly adjustment applied only to the Canada total to correct for the imbalance created by blending of fuel ethanol and motor gasoline blending components.
14 | Adjustment quantities for finished motor gasoline are the sum of motor gasoline blending components and fuel ethanol adjustments reclassified to finished motor gasoline. Finished motor gasoline adjustment quantities are assumed to reflect gasoline blending activity that was not reported on surveys.
15 | A general classification for one of the petroleum fractions produced in conventional distillation operations. It includes diesel fuels and fuel oils. Products known as No. 1, No. 2, and No. 4 diesel fuel are used in on-highway diesel engines, such as those in trucks and automobiles, as well as off-highway engines, such as those in railroad locomotives and agricultural machinery. Products known as No. 1, No. 2, and No. 4 fuel oils are used primarily for space heating and electric power generation.
16 | Distillate fuel oil adjustments equal the opposite of the renewable fuels except ethanol adjustment.
2 | Blender: a facility that has no refining capability but is either capable of producing finished motor gasoline through mechanical blending or blends oxygenates with motor gasoline.
3 | Petroleum products produced at a refinery or blending plant. Net production of these products equals refinery (or blender) production minus refinery (or blender) input. Net input of these products equals refinery (or blender) inputs minus refinery (or blender) production. Negative production will occur when the amount of a product produced during the month is less than the amount of that same product that is reprocessed (input) or reclassified to become another product during the same month. Other liquids such as renewable fuels or unfinished oils can appear on a net basis under refinery input. Refinery: An installation that manufactures finished petroleum products from crude oil, unfinished oils, natural gas liquids, other hydrocarbons, and oxygenates. Petroleum products produced at oil sands processing plants, bitumen upgraders, or heavy oil upgraders are included in these estimates. Upgrader: An establishment that converts heavy oil or bitumen into synthetic crude oil.
4 | Data source: Statistics Canada, Monthly Refined Petroleum Products (MRPP), survey number: 2150.
5 | Receipts of products into the provinces and territories from foreign countries. Imports at the provincial level represent the province in which the material entered Canada and not necessarily where the product is processed and/or consumed.
6 | Data source: Statistics Canada, Canadian International Merchandise Trade Database (CIMT).
7 | The difference between stocks at the beginning of the month and stocks at the end of the month. A negative number indicates a decrease in stocks and a positive number indicates an increase in stocks.
8 | Data sources: (1) Statistics Canada, Monthly Refined Petroleum Products (MRPP), survey number – 2150; (2) Statistics Canada, Monthly Energy Transportation and Storage Survey (METSS), survey number – 5300; (3) Statistics Canada, Monthly Renewable Fuels Survey (MRFL), survey number – 5294.
9 | Shipments of products from the provinces and territories to foreign countries.
10 | Approximately represents consumption of petroleum products because it measures the disappearance of these products from primary sources, i.e., refineries, natural gas processing plants, blending plants, pipelines, and terminals. In general, product supplied of each product in any given period is computed as follows: field production, plus renewable fuels plant net production, plus refinery and blender net production, plus imports, plus net receipts, plus adjustments, minus stock change, minus refinery and blender net inputs, minus exports.
11 | Primary stocks of crude oil and petroleum products held in storage as of 12 midnight on the last day of the month. Primary stocks include petroleum products held in storage at refineries, upgraders, pipelines, tank farms, and terminals. Primary Stocks exclude stocks of foreign origin that are held in bonded warehouse storage.
12 | Inventories of fuel stored for future use. Stocks are reported as of the last day of the month.
How to cite: Statistics Canada. Table 25-10-0081-01 Petroleum products by supply and disposition, monthly, https://www150.statcan.gc.ca/t1/tbl1/en/tv.action?pid=2510008101

## NOUSEEmi2
*NOUSE-because all auxiliary energy use for mining, production, refining are all related to industrial energy, so the carbon bustion will be show up in the industry secor
| CommName | SUPCOA | SUPRPG | SUPCRD | SUPGAS | SUPBIO | SUPRPP
| SUPCO2N | 90.3333 | 61 | 76.4 | 50 |  | 86
[8 empty] | OILOTH | OILRFG
[8 empty] | 0 | 0
Note on D5: xli9: similar to LPG
Note on E5: xli9: average of the refinery products including gasoline, jet, diesel, HFO, petroleum coke
Note on H5: xli9: heavy fuel oil, and petroleum coke

## NOUSEEmi
*The factor for COHRSV and COLRSV comes from EU-TIMES
CommName | GASPIP | OILPIP | COHRSV | COLRSV
SUPCO2N | 10.7885 | 17.05 | 96 | 96 | *https://www.iea.org/reports/emissions-from-oil-and-gas-operations-in-net-zero-transitions#overview
[5 empty] | *To convert barrels of oil to petajoules (PJ), you need to know the energy content of the oil. The energy content varies depending on the type of oil. On average, one barrel of oil contains about 6.1 gigajoules (GJ) or 0.0061 petajoules (PJ) of energy. So, 1 barrel of oil is approximately 0.0061 PJ. | 17.0492
|  |  | SUPBIO | 15
|  |  | SUPCOA | 103.7392
|  |  | SUPCRD | 77.7667
|  |  | SUPGAS | 0
|  |  | SUPRPG | 59.0534
|  |  | SUPRPP | 172.2032

## NOUSE-COST
TechName | Attribute | LimType | CommName | Year | AT | QU | ON | MA | SA | AL | BC
MINCOHRSV1 | BNDACT | UP |  | 2020 | 0 | 0 | 0 | 0 | 0 | 322.3586 | 730.4246 | *Unit: $/PJ
MINCOHRSV1 | BNDACT | UP |  | 2050 | 0 | 0 | 0 | 0 | 0 | 322.3586 | 730.4246
MINCOHRSV1 | CUM | UP |  | 2020 | 0 | 0 | 0 | 0 | 0 | 53189.169 | 120520.0562
MINCOHRSV1 | COST |  | COHRSV | 2020 | 1.5223 | 1.5223 | 1.5223 | 1.5223 | 1.5223 | 1.5223 | 1.5223 | 2055105 | 2055105 | 2055105 | 2055105 | 2055105 | 2055105 | 2055105
MINCOHRSV1 | COST |  | COHRSV | 2050 | 1.9885 | 1.9885 | 1.9885 | 1.9885 | 1.9885 | 1.9885 | 1.9885 | 2684413.125 | 2684413.125 | 2684413.125 | 2684413.125 | 2684413.125 | 2684413.125 | 2684413.125
MINCOHRSV2 | BNDACT | UP |  | 2020 | 0 | 0 | 0 | 0 | 0 | 31.7523 | 71.9468
MINCOHRSV2 | BNDACT | UP |  | 2050 | 0 | 0 | 0 | 0 | 0 | 31.7523 | 71.9468
MINCOHRSV2 | CUM | UP |  | 2020 | 0 | 0 | 0 | 0 | 0 | 531891.69 | 1205200.5625
MINCOHRSV2 | COST |  | COHRSV | 2020 | 1.8261 | 1.8261 | 1.8261 | 1.8261 | 1.8261 | 1.8261 | 1.8261 | 2465227.5 | 2465227.5 | 2465227.5 | 2465227.5 | 2465227.5 | 2465227.5 | 2465227.5
MINCOHRSV2 | COST |  | COHRSV | 2050 | 2.3079 | 2.3079 | 2.3079 | 2.3079 | 2.3079 | 2.3079 | 2.3079 | 3115702.5 | 3115702.5 | 3115702.5 | 3115702.5 | 3115702.5 | 3115702.5 | 3115702.5
MINCOHRSV3 | BNDACT | UP |  | 2020 | 0 | 0 | 0 | 0 | 0 | 18.3401 | 41.5565
MINCOHRSV3 | BNDACT | UP |  | 2050 | 0 | 0 | 0 | 0 | 0 | 18.3401 | 41.5565
MINCOHRSV3 | CUM | UP |  | 2020 | 0 | 0 | 0 | 0 | 0 | 1063783.38 | 2410401.125
MINCOHRSV3 | COST |  | COHRSV | 2020 | 2.23 | 2.23 | 2.23 | 2.23 | 2.23 | 2.23 | 2.23 | 3010455 | 3010455 | 3010455 | 3010455 | 3010455 | 3010455 | 3010455
MINCOHRSV3 | COST |  | COHRSV | 2050 | 2.53 | 2.53 | 2.53 | 2.53 | 2.53 | 2.53 | 2.53 | 3415455 | 3415455 | 3415455 | 3415455 | 3415455 | 3415455 | 3415455
MINCOLRSV1 | BNDACT | UP |  | 2020 | 0 |  |  |  | 147.325 | 0 | 0
MINCOLRSV1 | BNDACT | UP |  | 2050 | 0 | 0 | 0 | 0 | 147.325 | 0 | 0
MINCOLRSV1 | CUM | UP |  | 2020 | 0 | 0 | 0 | 0 | 24308.625 | 0 | 0
MINCOLRSV1 | COST |  | COLRSV | 2020 | 1.0978 | 1.0978 | 1.0978 | 1.0978 | 1.0978 | 1.0978 | 1.0978 | 1481962.5 | 1481962.5 | 1481962.5 | 1481962.5 | 1481962.5 | 1481962.5 | 1481962.5
MINCOLRSV1 | COST |  | COLRSV | 2050 | 1.297 | 1.297 | 1.297 | 1.297 | 1.297 | 1.297 | 1.297 | 1750967.6087 | 1750967.6087 | 1750967.6087 | 1750967.6087 | 1750967.6087 | 1750967.6087 | 1750967.6087
MINCOLRSV2 | BNDACT | UP |  | 2020 | 0 | 0 | 0 | 0 | 12.3164 | 0 | 0
MINCOLRSV2 | BNDACT | UP |  | 2050 | 0 | 0 | 0 | 0 | 12.3164 | 0 | 0
MINCOLRSV2 | CUM | UP |  | 2020 | 0 | 0 | 0 | 0 | 48617.25 | 0 | 0
MINCOLRSV2 | COST |  | COLRSV | 2020 | 1.3446 | 1.3446 | 1.3446 | 1.3446 | 1.3446 | 1.3446 | 1.3446 | 1815221.25 | 1815221.25 | 1815221.25 | 1815221.25 | 1815221.25 | 1815221.25 | 1815221.25
MINCOLRSV2 | COST |  | COLRSV | 2050 | 1.4418 | 1.4418 | 1.4418 | 1.4418 | 1.4418 | 1.4418 | 1.4418 | 1946396.25 | 1946396.25 | 1946396.25 | 1946396.25 | 1946396.25 | 1946396.25 | 1946396.25
MINCOLRSV3 | BNDACT | UP |  | 2020 | 0 | 0 | 0 | 0 | 5.2813 | 0 | 0
MINCOLRSV3 | BNDACT | UP |  | 2050 | 0 | 0 | 0 | 0 | 5.2813 | 0 | 0
MINCOLRSV3 | CUM | UP |  | 2020 | 0 | 0 | 0 | 0 | 97234.5 | 0 | 0
MINCOLRSV3 | COST |  | COLRSV | 2020 | 1.26 | 1.26 | 1.26 | 1.26 | 1.26 | 1.26 | 1.26 | 1701000 | 1701000 | 1701000 | 1701000 | 1701000 | 1701000 | 1701000
MINCOLRSV3 | COST |  | COLRSV | 2050 | 1.404 | 1.404 | 1.404 | 1.404 | 1.404 | 1.404 | 1.404 | 1895400 | 1895400 | 1895400 | 1895400 | 1895400 | 1895400 | 1895400
MINCOOFRE1 | BNDACT | UP |  | 2020
MINCOOFRE1 | BNDACT | UP |  | 2050
MINCOOFRE1 | COST |  | COOFRE | 2020 | 54.2251 | 54.2251 | 54.2251 | 54.2251 | 54.2251 | 54.2251 | 54.2251 | 73203932.4324 | 73203932.4324 | 73203932.4324 | 73203932.4324 | 73203932.4324 | 73203932.4324 | 73203932.4324
MINCOOFRE1 | COST |  | COOFRE | 2050 | 0.15 | 0.15 | 0.15 | 0.15 | 0.15 | 0.15 | 0.15 | 202500 | 202500 | 202500 | 202500 | 202500 | 202500 | 202500
MINGASRSV1 | BNDACT | UP |  | 2020 | 0.0018054 |  | 0.002654 |  | 0.13631 | 3.7423 | 2.0625
MINGASRSV1 | BNDACT | UP |  | 2050 | 0.0018054 | 0 | 0.002654 | 0 | 0.13631 | 3.7423 | 2.0625
MINGASRSV1 | CUM | UP |  | 2020 | 0.27081 | 0 | 0.39809 | 0 | 20.4458 | 561.3443 | 309.3791
MINGASRSV1 | COST |  | GASRSV | 2020 | 1.6257 | 1.6257 | 1.6257 | 1.6257 | 1.6257 | 1.6257 | 1.6257 | 2194689.5732 | 2194689.5732 | 2194689.5732 | 2194689.5732 | 2194689.5732 | 2194689.5732 | 2194689.5732
MINGASRSV1 | COST |  | GASRSV | 2050 | 1.7293 | 1.7293 | 1.7293 | 1.7293 | 1.7293 | 1.7293 | 1.7293 | 2334506.8163 | 2334506.8163 | 2334506.8163 | 2334506.8163 | 2334506.8163 | 2334506.8163 | 2334506.8163
MINGASRSV4 | BNDACT | UP |  | 2020 | 0.00057286 | 0 | 0.0008421 | 0 | 0.04325 | 1.1874 | 0.65444
MINGASRSV4 | BNDACT | UP |  | 2050 | 0.00057286 | 0 | 0.0008421 | 0 | 0.04325 | 1.1874 | 0.65444
MINGASRSV4 | CUM | UP |  | 2020 | 0.54162 | 0 | 0.79619 | 0 | 40.8915 | 1122.6886 | 618.7582
MINGASRSV4 | COST |  | GASRSV | 2020 | 2.1898 | 2.1898 | 2.1898 | 2.1898 | 2.1898 | 2.1898 | 2.1898 | 2956188.4675 | 2956188.4675 | 2956188.4675 | 2956188.4675 | 2956188.4675 | 2956188.4675 | 2956188.4675
MINGASRSV4 | COST |  | GASRSV | 2050 | 2.2405 | 2.2405 | 2.2405 | 2.2405 | 2.2405 | 2.2405 | 2.2405 | 3024698.9577 | 3024698.9577 | 3024698.9577 | 3024698.9577 | 3024698.9577 | 3024698.9577 | 3024698.9577
MINGASRSV7 | BNDACT | UP |  | 2020 | 0.00051299 | 0 | 0.0007541 | 0 | 0.03873 | 1.0633 | 0.58605
MINGASRSV7 | BNDACT | UP |  | 2050 | 0.00051299 | 0 | 0.0007541 | 0 | 0.03873 | 1.0633 | 0.58605
MINGASRSV7 | CUM | UP |  | 2020 | 1.0832 | 0 | 1.5924 | 0 | 81.7831 | 2245.3773 | 1237.5164
MINGASRSV7 | COST |  | GASRSV | 2020 | 2.2237 | 2.2237 | 2.2237 | 2.2237 | 2.2237 | 2.2237 | 2.2237 | 3001976.6314 | 3001976.6314 | 3001976.6314 | 3001976.6314 | 3001976.6314 | 3001976.6314 | 3001976.6314
MINGASRSV7 | COST |  | GASRSV | 2050 | 2.261 | 2.261 | 2.261 | 2.261 | 2.261 | 2.261 | 2.261 | 3052340.6637 | 3052340.6637 | 3052340.6637 | 3052340.6637 | 3052340.6637 | 3052340.6637 | 3052340.6637
MINMALBAU1 | BNDACT | UP |  | 2020 | 0 | 0 | 0 | 0 | 0 | 0 | 0
MINMALBAU1 | BNDACT | UP |  | 2050 | 0 | 0 | 0 | 0 | 0 | 0 | 0
MINMALBAU1 | COST |  | MALBAU | 2020 | 41.7507 | 41.7507 | 41.7507 | 41.7507 | 41.7507 | 41.7507 | 41.7507 | 56363400.15 | 56363400.15 | 56363400.15 | 56363400.15 | 56363400.15 | 56363400.15 | 56363400.15
MINMALBAU1 | COST |  | MALBAU | 2050 | 75.075 | 75.075 | 75.075 | 75.075 | 75.075 | 75.075 | 75.075 | 101351250 | 101351250 | 101351250 | 101351250 | 101351250 | 101351250 | 101351250
MINMALSCR1 | BNDACT | UP |  | 2020 | 14.1429 | 14.1429 | 14.1429 | 14.1429 | 14.1429 | 14.1429 | 14.1429
MINMALSCR1 | BNDACT | UP |  | 2050 | 14.1429 | 14.1429 | 14.1429 | 14.1429 | 14.1429 | 14.1429 | 14.1429
MINMALSCR1 | COST |  | MALSCR | 2020 | 238.6345 | 238.6345 | 238.6345 | 238.6345 | 238.6345 | 238.6345 | 238.6345 | 322156598.9029 | 322156598.9029 | 322156598.9029 | 322156598.9029 | 322156598.9029 | 322156598.9029 | 322156598.9029
MINMALSCR1 | COST |  | MALSCR | 2050 | 500.075 | 500.075 | 500.075 | 500.075 | 500.075 | 500.075 | 500.075 | 675101250 | 675101250 | 675101250 | 675101250 | 675101250 | 675101250 | 675101250
MINMCUORE1 | COST |  | MCUORE | 2020 | 207.8373 | 207.8373 | 207.8373 | 207.8373 | 207.8373 | 207.8373 | 207.8373 | 280580335.9071 | 280580335.9071 | 280580335.9071 | 280580335.9071 | 280580335.9071 | 280580335.9071 | 280580335.9071
MINMCUORE1 | COST |  | MCUORE | 2050 | 0.15 | 0.15 | 0.15 | 0.15 | 0.15 | 0.15 | 0.15 | 202500 | 202500 | 202500 | 202500 | 202500 | 202500 | 202500
MINMCUSCR1 | COST |  | MCUSCR | 2020 | 274.9451 | 274.9451 | 274.9451 | 274.9451 | 274.9451 | 274.9451 | 274.9451 | 371175943.05 | 371175943.05 | 371175943.05 | 371175943.05 | 371175943.05 | 371175943.05 | 371175943.05
MINMCUSCR1 | COST |  | MCUSCR | 2050 | 0.15 | 0.15 | 0.15 | 0.15 | 0.15 | 0.15 | 0.15 | 202500 | 202500 | 202500 | 202500 | 202500 | 202500 | 202500
MINMGHRYC1 | COST |  | MGHRYC | 2020 | 52.4251 | 52.4251 | 52.4251 | 52.4251 | 52.4251 | 52.4251 | 52.4251 | 70773918.9188 | 70773918.9188 | 70773918.9188 | 70773918.9188 | 70773918.9188 | 70773918.9188 | 70773918.9188
MINMGHRYC1 | COST |  | MGHRYC | 2050 | 0.15 | 0.15 | 0.15 | 0.15 | 0.15 | 0.15 | 0.15 | 202500 | 202500 | 202500 | 202500 | 202500 | 202500 | 202500
MINMISBFS1 | COST |  | MISBFS | 2020 | 20 | 20 | 20 | 20 | 20 | 20 | 20 | 27000000 | 27000000 | 27000000 | 27000000 | 27000000 | 27000000 | 27000000
MINMISORE1 | BNDACT | UP |  | 2020 | 0 | 0 | 0 | 0 | 0 | 0 | 0
MINMISORE1 | BNDACT | UP |  | 2050 | 0 | 0 | 0 | 0 | 0 | 0 | 0
MINMISORE1 | COST |  | MISORE | 2020 | 5.9011 | 5.9011 | 5.9011 | 5.9011 | 5.9011 | 5.9011 | 5.9011 | 7966501.7992 | 7966501.7992 | 7966501.7992 | 7966501.7992 | 7966501.7992 | 7966501.7992 | 7966501.7992
MINMISORE1 | COST |  | MISORE | 2050 | 0.15 | 0.15 | 0.15 | 0.15 | 0.15 | 0.15 | 0.15 | 202500 | 202500 | 202500 | 202500 | 202500 | 202500 | 202500
MINMISOXY1 | COST |  | MISOXY | 2020 | 10.8539 | 10.8539 | 10.8539 | 10.8539 | 10.8539 | 10.8539 | 10.8539 | 14652707.3357 | 14652707.3357 | 14652707.3357 | 14652707.3357 | 14652707.3357 | 14652707.3357 | 14652707.3357
MINMISOXY1 | COST |  | MISOXY | 2050 | 0.15 | 0.15 | 0.15 | 0.15 | 0.15 | 0.15 | 0.15 | 202500 | 202500 | 202500 | 202500 | 202500 | 202500 | 202500
MINMISQLI1 | COST |  | MISQLI | 2020 | 18.158 | 18.158 | 18.158 | 18.158 | 18.158 | 18.158 | 18.158 | 24513300.1929 | 24513300.1929 | 24513300.1929 | 24513300.1929 | 24513300.1929 | 24513300.1929 | 24513300.1929
MINMISQLI1 | COST |  | MISQLI | 2050 | 0.15 | 0.15 | 0.15 | 0.15 | 0.15 | 0.15 | 0.15 | 202500 | 202500 | 202500 | 202500 | 202500 | 202500 | 202500
MINMISSCR1 | BNDACT | UP |  | 2020 | 4.8714 | 4.8714 | 4.8714 | 4.8714 | 4.8714 | 4.8714 | 4.8714
MINMISSCR1 | BNDACT | UP |  | 2050 | 4.8714 | 4.8714 | 4.8714 | 4.8714 | 4.8714 | 4.8714 | 4.8714
MINMISSCR1 | COST |  | MISSCR | 2020 | 65.1864 | 65.1864 | 65.1864 | 65.1864 | 65.1864 | 65.1864 | 65.1864 | 88001578.7214 | 88001578.7214 | 88001578.7214 | 88001578.7214 | 88001578.7214 | 88001578.7214 | 88001578.7214
MINMISSCR1 | COST |  | MISSCR | 2050 | 125.075 | 125.075 | 125.075 | 125.075 | 125.075 | 125.075 | 125.075 | 168851250 | 168851250 | 168851250 | 168851250 | 168851250 | 168851250 | 168851250
MINMLMSTN1 | COST |  | MLMSTN | 2020 | 85.6264 | 85.6264 | 85.6264 | 85.6264 | 85.6264 | 85.6264 | 85.6264 | 115595606.4188 | 115595606.4188 | 115595606.4188 | 115595606.4188 | 115595606.4188 | 115595606.4188 | 115595606.4188
MINMLMSTN1 | COST |  | MLMSTN | 2050 | 0.15 | 0.15 | 0.15 | 0.15 | 0.15 | 0.15 | 0.15 | 202500 | 202500 | 202500 | 202500 | 202500 | 202500 | 202500
MINMPPGYP1 | COST |  | MPPGYP | 2020 | 21.2223 | 21.2223 | 21.2223 | 21.2223 | 21.2223 | 21.2223 | 21.2223 | 28650085.9071 | 28650085.9071 | 28650085.9071 | 28650085.9071 | 28650085.9071 | 28650085.9071 | 28650085.9071
MINMPPGYP1 | COST |  | MPPGYP | 2050 | 0.15 | 0.15 | 0.15 | 0.15 | 0.15 | 0.15 | 0.15 | 202500 | 202500 | 202500 | 202500 | 202500 | 202500 | 202500
MINMPPKAO1 | COST |  | MPPKAO | 2020 | 25.3173 | 25.3173 | 25.3173 | 25.3173 | 25.3173 | 25.3173 | 25.3173 | 34178335.9071 | 34178335.9071 | 34178335.9071 | 34178335.9071 | 34178335.9071 | 34178335.9071 | 34178335.9071
MINMPPKAO1 | COST |  | MPPKAO | 2050 | 0.15 | 0.15 | 0.15 | 0.15 | 0.15 | 0.15 | 0.15 | 202500 | 202500 | 202500 | 202500 | 202500 | 202500 | 202500
MINMPPNOH1 | COST |  | MPPNOH | 2020 | 41.2237 | 41.2237 | 41.2237 | 41.2237 | 41.2237 | 41.2237 | 41.2237 | 55652014.4786 | 55652014.4786 | 55652014.4786 | 55652014.4786 | 55652014.4786 | 55652014.4786 | 55652014.4786
MINMPPNOH1 | COST |  | MPPNOH | 2050 | 0.15 | 0.15 | 0.15 | 0.15 | 0.15 | 0.15 | 0.15 | 202500 | 202500 | 202500 | 202500 | 202500 | 202500 | 202500
MINMPPOXY1 | COST |  | MPPOXY | 2020 | 10.8539 | 10.8539 | 10.8539 | 10.8539 | 10.8539 | 10.8539 | 10.8539 | 14652707.3357 | 14652707.3357 | 14652707.3357 | 14652707.3357 | 14652707.3357 | 14652707.3357 | 14652707.3357
MINMPPOXY1 | COST |  | MPPOXY | 2050 | 0.15 | 0.15 | 0.15 | 0.15 | 0.15 | 0.15 | 0.15 | 202500 | 202500 | 202500 | 202500 | 202500 | 202500 | 202500
MINMPPRYC1 | BNDACT | UP |  | 2020 | 2.1857 | 2.1857 | 2.1857 | 2.1857 | 2.1857 | 2.1857 | 2.1857
MINMPPRYC1 | BNDACT | UP |  | 2050 | 2.1857 | 2.1857 | 2.1857 | 2.1857 | 2.1857 | 2.1857 | 2.1857
MINMPPRYC1 | COST |  | MPPRYC | 2020 | 8.9994 | 8.9994 | 8.9994 | 8.9994 | 8.9994 | 8.9994 | 8.9994 | 12149208.4766 | 12149208.4766 | 12149208.4766 | 12149208.4766 | 12149208.4766 | 12149208.4766 | 12149208.4766
MINMPPRYC1 | COST |  | MPPRYC | 2050 | 0.15 | 0.15 | 0.15 | 0.15 | 0.15 | 0.15 | 0.15 | 202500 | 202500 | 202500 | 202500 | 202500 | 202500 | 202500
MINMPPWOO1 | BNDACT | UP |  | 2020 | 0 | 0 | 0 | 0 | 0 | 0 | 0
MINMPPWOO1 | BNDACT | UP |  | 2050 | 0 | 0 | 0 | 0 | 0 | 0 | 0
MINMPPWOO1 | COST |  | WOOD | 2020 | 22.0792 | 22.0792 | 22.0792 | 22.0792 | 22.0792 | 22.0792 | 22.0792 | 29806886.3344 | 29806886.3344 | 29806886.3344 | 29806886.3344 | 29806886.3344 | 29806886.3344 | 29806886.3344
MINMPPWOO1 | COST |  | WOOD | 2050 | 35.075 | 35.075 | 35.075 | 35.075 | 35.075 | 35.075 | 35.075 | 47351250 | 47351250 | 47351250 | 47351250 | 47351250 | 47351250 | 47351250
MINOILRSV1 | BNDACT | UP |  | 2020 | 650.7942 | 0 | 1.1493 | 86.4461 | 994.4331 | 8649.6966 | 244.8185
MINOILRSV1 | BNDACT | UP |  | 2050 | 650.7942 | 0 | 1.1493 | 86.4461 | 994.4331 | 8649.6966 | 244.8185
MINOILRSV1 | CUM | UP |  | 2020 | 65079.4162 | 0 | 114.9285 | 8644.6102 | 99443.312 | 864969.6593 | 24481.849
MINOILRSV1 | COST |  | OILRSV | 2020 | 2.6489 | 2.6489 | 2.6489 | 2.6489 | 2.6489 | 2.6489 | 2.6489 | 3576027.9659 | 3576027.9659 | 3576027.9659 | 3576027.9659 | 3576027.9659 | 3576027.9659 | 3576027.9659
MINOILRSV1 | COST |  | OILRSV | 2050 | 2.722 | 2.722 | 2.722 | 2.722 | 2.722 | 2.722 | 2.722 | 3674664.2059 | 3674664.2059 | 3674664.2059 | 3674664.2059 | 3674664.2059 | 3674664.2059 | 3674664.2059
MINOILRSV2 | BNDACT | UP |  | 2020 | 650.7942 | 0 | 1.1493 | 86.4461 | 994.4331 | 8649.6966 | 244.8185
MINOILRSV2 | BNDACT | UP |  | 2050 | 650.7942 | 0 | 1.1493 | 86.4461 | 994.4331 | 8649.6966 | 244.8185
MINOILRSV2 | CUM | UP |  | 2020 | 130158.8325 | 0 | 229.857 | 17289.2203 | 198886.624 | 1729939.3187 | 48963.698
MINOILRSV2 | COST |  | OILRSV | 2020 | 3 | 3 | 3 | 3 | 3 | 3 | 3 | 4050000 | 4050000 | 4050000 | 4050000 | 4050000 | 4050000 | 4050000
MINOILRSV2 | COST |  | OILRSV | 2050 | 3 | 3 | 3 | 3 | 3 | 3 | 3 | 4050000 | 4050000 | 4050000 | 4050000 | 4050000 | 4050000 | 4050000
MINOILRSV4 | BNDACT | UP |  | 2020 | 573.8965 | 0 | 1.0135 | 76.2317 | 876.9312 | 7627.6514 | 215.8908
MINOILRSV4 | BNDACT | UP |  | 2050 | 573.8965 | 0 | 1.0135 | 76.2317 | 876.9312 | 7627.6514 | 215.8908
MINOILRSV4 | CUM | UP |  | 2020 | 260317.665 | 0 | 459.714 | 34578.4407 | 397773.248 | 3459878.6374 | 97927.3961
MINOILRSV4 | COST |  | OILRSV | 2020 | 3.1598 | 3.1598 | 3.1598 | 3.1598 | 3.1598 | 3.1598 | 3.1598 | 4265671.8812 | 4265671.8812 | 4265671.8812 | 4265671.8812 | 4265671.8812 | 4265671.8812 | 4265671.8812
MINOILRSV4 | COST |  | OILRSV | 2050 | 3.243 | 3.243 | 3.243 | 3.243 | 3.243 | 3.243 | 3.243 | 4378117.1947 | 4378117.1947 | 4378117.1947 | 4378117.1947 | 4378117.1947 | 4378117.1947 | 4378117.1947
MINOILRSV7 | BNDACT | UP |  | 2020 | 573.8965 | 0 | 1.0135 | 76.2317 | 876.9312 | 7627.6514 | 215.8908
MINOILRSV7 | BNDACT | UP |  | 2050 | 573.8965 | 0 | 1.0135 | 76.2317 | 876.9312 | 7627.6514 | 215.8908
MINOILRSV7 | CUM | UP |  | 2020 | 520635.33 | 0 | 919.4281 | 69156.8813 | 795546.496 | 6919757.2747 | 195854.7922
MINOILRSV7 | COST |  | OILRSV | 2020 | 3.4651 | 3.4651 | 3.4651 | 3.4651 | 3.4651 | 3.4651 | 3.4651 | 4677827.5323 | 4677827.5323 | 4677827.5323 | 4677827.5323 | 4677827.5323 | 4677827.5323 | 4677827.5323
MINOILRSV7 | COST |  | OILRSV | 2050 | 3.5772 | 3.5772 | 3.5772 | 3.5772 | 3.5772 | 3.5772 | 3.5772 | 4829196.2236 | 4829196.2236 | 4829196.2236 | 4829196.2236 | 4829196.2236 | 4829196.2236 | 4829196.2236
MINRENGEO1 | COST |  | RENGEO | 2020 | 0.01 | 0.01 | 0.01 | 0.01 | 0.01 | 0.01 | 0.01 | 13500 | 13500 | 13500 | 13500 | 13500 | 13500 | 13500
MINRENHYD1 | COST |  | RENHYD | 2020 | 0.01 | 0.01 | 0.01 | 0.01 | 0.01 | 0.01 | 0.01 | 13500 | 13500 | 13500 | 13500 | 13500 | 13500 | 13500
MINRENSOL1 | COST |  | RENSOL | 2020 | 0.01 | 0.01 | 0.01 | 0.01 | 0.01 | 0.01 | 0.01 | 13500 | 13500 | 13500 | 13500 | 13500 | 13500 | 13500
MINRENWIN1 | COST |  | RENWIN | 2020 | 0.01 | 0.01 | 0.01 | 0.01 | 0.01 | 0.01 | 0.01 | 13500 | 13500 | 13500 | 13500 | 13500 | 13500 | 13500
Note on E93: KANORS-EMR-W01: 10/9/2016 this was 2050. dummies in DE. Don't see a good reason for this commodity to be so tightly bound.

## NOUSEVEDA2
FI_T: ACT_BND~UP
TechName | Year | AT | QU | ON | MA | SA | AL | BC | AL | AT | BG | CZ | DE | DK | EL | ES | FR | HR | HU | IE | IT | LT | MD | ME | MK | NL | NO | PL | RO | RS | SI | SK | UK | KS
SPRICOH100 | 2020 | 0 | 0 | 0 | 0 | 0 | 322.3586 | 730.4246 | BG: 0.235; CZ: 310.15; DE: 387.194; ES: 138.013; IT: 2.685; NO: 54.374; PL: 1822.009; RO: 0.087; UK: 435.504
SPRICOH100 | 2021 | 0 | 0 | 0 | 0 | 0 | 322.3586 | 730.4246 | BG: 0.211; CZ: 300.59; DE: 359.899; ES: 110.896; IT: 2.446; NO: 38.947; PL: 1789.751; RO: 0.745; UK: 437.365
SPRICOH100 | 2022 | 0 | 0 | 0 | 0 | 0 | 322.3586 | 730.4246 | BG: 0.138; CZ: 307.699; DE: 316.825; ES: 103.026; IT: 2.127; NO: 34.535; PL: 1874.557; RO: 0.975; UK: 399.037
SPRICOH100 | 2023 | 0 | 0 | 0 | 0 | 0 | 322.3586 | 730.4246 | BG: 0.12; CZ: 239.224; DE: 229.116; ES: 73.806; IT: 1.941; NO: 52.126; PL: 1830.379; RO: 1.018; UK: 309.202
SPRICOH100 | 2024 | 0 | 0 | 0 | 0 | 0 | 322.3586 | 730.4246 | CZ: 234.342; DE: 230.068; ES: 68.17; IT: 2.286; NO: 47.068; PL: 1725.174; RO: 1.83; UK: 284.398
SPRICOL100 | 2020 | 0 | 0 | 0 | 0 | 147.325 | 0 | 0 | AL: 0.098; BG: 206.064; CZ: 557.768; DE: 1534.791; EL: 306.282; HU: 66.707; ME: 17.849; MK: 50; PL: 483.952; RO: 247.054; RS: 302.669; SI: 50.072; SK: 25.682; KS: 67.479
SPRICOL100 | 2021 | 0 | 0 | 0 | 0 | 147.325 | 0 | 0 | AL: 0.049; BG: 259.659; CZ: 574.266; DE: 1595.225; EL: 314.215; HU: 68.892; ME: 18.171; MK: 59.047; PL: 525.476; RO: 278.175; RS: 327.607; SI: 50.263; SK: 25.188; KS: 64.702
SPRICOL100 | 2022 | 0 | 0 | 0 | 0 | 147.325 | 0 | 0 | AL: 0.049; BG: 234.652; CZ: 535.586; DE: 1675.934; EL: 336.815; HU: 67.26; ME: 16.449; MK: 52.157; PL: 533.138; RO: 264.707; RS: 304.725; SI: 45.77; SK: 23.757; KS: 62.634
SPRICOL100 | 2023 | 0 | 0 | 0 | 0 | 147.325 | 0 | 0 | AL: 0.03; BG: 200.105; CZ: 500.734; DE: 1657.235; EL: 281.699; HU: 67.479; ME: 15.583; MK: 44.081; PL: 549.181; RO: 193.938; RS: 321.167; SI: 45.004; SK: 24.464; KS: 64.125
SPRICOL100 | 2024 | 0 | 0 | 0 | 0 | 147.325 | 0 | 0 | BG: 213.779; CZ: 470.99; DE: 1617.678; EL: 267.292; HU: 66.485; ME: 15.243; MK: 41.232; PL: 520.598; RO: 184.428; RS: 239.188; SI: 34.25; SK: 24.256; KS: 56.206
SPRIGAS100 | 2020 | [7 empty] | 0.484 | 58.495 | 2.474 | 8.444 | 465.29 | 307.425 | 0.319 | 1.867 | 27.04 | 92.725 | 93.57 | 9.382 | 288.241 |  |  |  |  | 2655.766 | 3986.175 | 154.617 | 360.844 | 12.908 | 0.251 | 3.697 | 2154.869
SPRIGAS100 | 2021 | [7 empty] | 0.503 | 57.638 | 14.684 | 7.93 | 456.066 | 246.964 | 0.269 | 1.904 | 21.171 | 84.028 | 88.562 | 7.796 | 289.714 |  |  |  |  | 2417.648 | 3757.004 | 161.186 | 362.862 | 16.941 | 0.072 | 4.303 | 1706.504
SPRIGAS100 | 2022 | [7 empty] | 0.554 | 61.946 | 12.907 | 8.956 | 400.628 | 216 | 0.289 | 2.168 | 18.9 | 68.445 | 74.027 | 7.106 | 295.066 |  | 0.004 |  |  | 2404.673 | 4219.041 | 163.57 | 363.527 | 17.786 | 0.072 | 5.325 | 1467.092
SPRIGAS100 | 2023 | [7 empty] | 0.61 | 49.828 | 9.791 | 8.621 | 371.19 | 179.275 | 0.243 | 2.086 | 12.114 | 63.107 | 64.656 | 6.076 | 265.234 |  | 0.004 |  |  | 2586.1 | 4002.667 | 160.067 | 360.068 | 17.708 | 0.108 | 4.37 | 1376.212
SPRIGAS100 | 2024 | [7 empty] | 1.04 | 45.428 | 6.677 | 8.873 | 327.846 | 173.65 | 0.228 | 0.871 | 0.525 | 60.447 | 60.177 | 5.14 | 245.139 |  | 0.003 |  |  | 2099.445 | 3977.029 | 156.014 | 366.995 | 18.575 | 0.108 | 3.51 | 1378.745
SPRIOIL100 | 2020 | 650.7942 | 0 | 1.1493 | 86.4461 | 994.4331 | 8649.6966 | 244.8185 | 31.005 | 41.899 | 0.951 | 7.466 | 103.016 | 504.032 | 4.914 | 5.172 | 39.344 | 31.771 | 42.011 |  | 215.305 | 4.898 | 0.439 |  |  | 58.452 | 4174.616 | 28.513 | 189.149 | 37.726 |  | 0.641 | 2664.824
SPRIOIL100 | 2021 | 650.7942 | 0 | 1.1493 | 86.4461 | 994.4331 | 8649.6966 | 244.8185 | 36.715 | 39.51 | 0.902 | 6.983 | 108.74 | 453.476 | 4.172 | 4.208 | 39.291 | 29.554 | 37.139 |  | 224.688 | 4.851 | 0.524 |  |  | 60.188 | 4050.66 | 25.263 | 187.172 | 45.268 |  | 0.724 | 2204.891
SPRIOIL100 | 2022 | 650.7942 | 0 | 1.1493 | 86.4461 | 994.4331 | 8649.6966 | 244.8185 | 42.892 | 38.247 | 0.985 | 6.642 | 107.852 | 417.726 | 3.999 | 5.957 | 35.454 | 26.315 | 37.518 |  | 229.736 | 4.339 | 0.435 |  |  | 59.8 | 3656.125 | 27.789 | 171.496 | 49.835 |  | 0.597 | 1924.075
SPRIOIL100 | 2023 | 650.7942 | 0 | 1.1493 | 86.4461 | 994.4331 | 8649.6966 | 244.8185 | 48.986 | 36.416 | 1.143 | 6.565 | 109.211 | 364.114 | 2.953 | 15.435 | 34.59 | 25.524 | 34.205 |  | 234.404 | 3.653 | 0.341 |  |  | 62.212 | 3530.033 | 39.742 | 178.184 | 51.005 |  | 0.522 | 1764.931
SPRIOIL100 | 2024 | 650.7942 | 0 | 1.1493 | 86.4461 | 994.4331 | 8649.6966 | 244.8185 | 51.532 | 38.271 | 1.055 | 6.4 | 101.207 | 338.466 | 2.726 | 12.717 | 32.702 | 25.413 | 32.744 |  | 246.124 | 3.482 | 0.266 |  |  | 77.175 | 3638.421 | 39.029 | 174.964 | 48.413 |  | 0.494 | 1714.226
SPRICOH100 | 2030 | 0 | 0 | 0 | 0 | 0 | 1611.793 | 3652.1229 | CZ: 246.0591; DE: 241.5714; ES: 71.5785; IT: 2.4003; NO: 49.4214; PL: 1811.4327; RO: 1.9215; UK: 298.6179
SPRICOL100 | 2030 | 0 | 0 | 0 | 0 | 736.625 | 0 | 0 | BG: 224.468; CZ: 494.5395; DE: 1698.5619; EL: 280.6566; HU: 69.8093; ME: 16.0052; MK: 43.2936; PL: 546.6279; RO: 193.6494; RS: 251.1474; SI: 35.9625; SK: 25.4688; KS: 59.0163
SPRIGAS100 | 2030 | [7 empty] | 1.092 | 47.6994 | 7.0108 | 9.3166 | 344.2383 | 182.3325 | 0.2394 | 0.91455 | 0.55125 | 63.4693 | 63.1859 | 5.397 | 257.396 |  | 0.00315 |  |  | 2204.4172 | 4175.8804 | 163.8147 | 385.3447 | 19.5038 | 0.1134 | 3.6855 | 1447.6823
SPRIOIL100 | 2030 | 3253.9708 | 0 | 5.7464 | 432.2305 | 4972.1656 | 43248.483 | 1224.0925 | 54.1086 | 40.1846 | 1.1078 | 6.72 | 106.2673 | 355.3893 | 2.8623 | 13.3529 | 34.3371 | 26.6837 | 34.3812 |  | 258.4302 | 3.6561 | 0.2793 |  |  | 81.0337 | 3820.3421 | 40.9804 | 183.7122 | 50.8336 |  | 0.5187 | 1799.9373
SPRICOH100 | 2050 | 0 | 0 | 0 | 0 | 0 | 1772.9723 | 4017.3352 | CZ: 257.7762; DE: 253.0748; ES: 74.987; IT: 2.5146; NO: 51.7748; PL: 1897.6914; RO: 2.013; UK: 312.8378
SPRICOL100 | 2050 | 0 | 0 | 0 | 0 | 810.2875 | 0 | 0 | BG: 235.1569; CZ: 518.089; DE: 1779.4458; EL: 294.0212; HU: 73.1335; ME: 16.7673; MK: 45.3552; PL: 572.6578; RO: 202.8708; RS: 263.1068; SI: 37.675; SK: 26.6816; KS: 61.8266
SPRIGAS100 | 2050 | [7 empty] | 1.144 | 49.9708 | 7.3447 | 9.7603 | 360.6306 | 191.015 | 0.2508 | 0.9581 | 0.5775 | 66.4917 | 66.1947 | 5.654 | 269.6529 |  | 0.0033 |  |  | 2309.3895 | 4374.7319 | 171.6154 | 403.6945 | 20.4325 | 0.1188 | 3.861 | 1516.6195
SPRIOIL100 | 2050 | 3579.3679 | 0 | 6.3211 | 475.4536 | 5469.3822 | 47573.3313 | 1346.5017 | 56.6852 | 42.0981 | 1.1605 | 7.04 | 111.3277 | 372.3126 | 2.9986 | 13.9887 | 35.9722 | 27.9543 | 36.0184 |  | 270.7364 | 3.8302 | 0.2926 |  |  | 84.8925 | 4002.2631 | 42.9319 | 192.4604 | 53.2543 |  | 0.5434 | 1885.6486

## NOUSE-Copied Pivots
Primary Production |  |  |  |  | Years Avg 2010-2014
| Average of PJ | Column Labels
| Row Labels | AL | AT | BE | BG | CY | CZ | DE | DK | EE | EL | ES | FI | FR | HR | HU | IE | IS | IT | LT | LU | LV | MD | ME | MK | MT | NL | NO | PL | PT | RO | RS | SE | SI | SK | UK | XK
Primary production
| 0-All products | 72.1687 | 501.6029 | 602.9813 | 470.7889 | 4.3392 | 1294.0662 | 5153.5405 | 786.091 | 222.2797 | 398.7734 | 1414.6871 | 733.5064 | 5626.2302 | 190.5656 | 436.5417 | 75.6287 | 214.0024 | 1454.7187 | 57.1113 | 5.3692 | 91.3819 | 11.3136 | 31.6463 | 62.7945 | 0.3475 | 2733.1062 | 8380.0301 | 2870.7179 | 232.812 | 1136.2749 | 444.9815 | 1424.5629 | 154.8086 | 260.3654 | 5119.7848 | 73.7053
| 2000-Solid fuels | 0.057569 | 0.0083736 |  | 222.9932 |  | 806.2705 | 1920.7925 |  | 176.209 | 301.2612 | 98.7817 | 65.2454 |  |  | 67.3648 | 36.1731 |  | 2.2969 | 0.74609 |  | 0.070338 |  | 16.6593 | 49.3029 |  |  | 45.41 | 2330.8418 |  | 234.6065 | 299.0707 | 7.6979 | 45.0726 | 24.6686 | 373.1008 | 63.0289
| 3000-Total petroleum products | 42.2256 | 38.8694 |  | 1.0065 |  | 12.0178 | 156.758 | 415.5625 |  | 3.753 | 8.6977 | 2.8227 | 46.3228 | 27.7149 | 37.3479 |  |  | 242.4266 | 4.2446 |  |  | 0.40026 |  |  |  | 70.1783 | 3813.9161 | 32.9484 |  | 180.266 | 46.8285 |  |  | 0.59536 | 2055.4726
| 4000-Gas | 0.63807 | 54.667 |  | 9.3073 |  | 8.5645 | 404.2037 | 224.662 |  | 0.26879 | 1.7794 |  | 15.9492 | 73.7505 | 76.1989 | 7.1 |  | 276.6788 |  |  |  | 0.0041868 |  |  |  | 2432.7259 | 3988.3834 | 159.09 |  | 362.8591 | 16.784 |  | 0.12225 | 4.2412 | 1616.6859
| 5100-Nuclear heat | Column Labels BE: 459.6905; Column Labels BG: 167.9669; Column Labels CZ: 319.9536; Column Labels DE: 1171.5973; Column Labels ES: 637.6513; Column Labels FI: 250.9057; Column Labels FR: 4657.9733; Column Labels HU: 169.5369; Column Labels NL: 41.0549; Column Labels RO: 125.5613; Column Labels SE: 677.5356; Column Labels SI: 62.792; Column Labels SK: 167.8229; Column Labels UK: 725.4996
| 5500-Renewable energies | 29.2607 | 378.5411 | 113.2722 | 69.0655 | 4.2211 | 137.9618 | 1330.9954 | 128.7876 | 44.6187 | 92.5115 | 659.8313 | 406.8406 | 855.2234 | 88.7744 | 82.3879 | 30.7855 | 213.9991 | 886.3899 | 51.8435 | 4.0269 | 91.0646 | 10.9108 | 14.9879 | 13.4907 | 0.3475 | 160.0706 | 524.5164 | 329.2198 | 226.6064 | 231.35 | 82.1375 | 716.2082 | 45.4636 | 59.7172 | 321.9741 | 10.6772
| 7200-Waste (non-renewable) |  | 29.5178 | 30.0185 | 0.44882 | 0.19538 | 9.2997 | 169.1928 | 17.078 | 3.632 | 0.97804 | 7.9449 | 7.6937 | 50.7608 | 0.32573 | 3.7062 | 1.5692 | 0.016747 | 46.9282 | 0.69082 | 1.3423 | 0.24702 |  |  |  |  | 29.074 | 7.8059 | 18.617 | 6.2057 | 1.6329 | 0.15994 | 23.1212 | 1.359 | 3.3168 | 27.0501
| Oil&Gas | 42.8636 | 93.5365 | 0 | 10.3138 | 0 | 20.5823 | 560.9617 | 640.2245 | 0 | 4.0218 | 10.477 | 2.8227 | 62.272 | 101.4654 | 113.5469 | 7.1 | 0 | 519.1054 | 4.2446 | 0 | 0 | 0.40444 | 0 | 0 | 0 | 2502.9042 | 7802.2994 | 192.0385 | 0 | 543.1251 | 63.6126 | 0 | 0.12225 | 4.8366 | 3672.1585 | 0
| Average of PJ | Column Labels AL: Column Labels
| Row Labels | AL | AT | BE | BG | CY | CZ | DE | DK | EE | EL | ES | FR | HR | HU | IT | LT | MK | NL | NO | PL | PT | RO | RS | SI | SK | UK
Consumption in Coal Mines
| 0-All products |  |  |  | 2.3253 |  | 20.9022 | 7.0422 |  | 1.8154 | 3.2632 | 1.2041 | 0.20767 |  | 1.3674 | 0.17417 |  | 0.4773 |  | 0.30982 | 30.2354 | 0.009211 | 3.6911 | 1.4135 | 0.29894 | 0.48651 | 3.9917
SUPCOA | 2000-Solid fuels | Column Labels BG: 0.053591; Column Labels CZ: 10.9786; Column Labels DE: 0.19092; Column Labels EE: 0.20097; Column Labels HU: 0.066151; Column Labels PL: 1.4302; Column Labels RO: 0.045008; Column Labels SK: 0.017585; Column Labels UK: 0.086248
| 2117-Other Bituminous Coal | Column Labels DE: 0.039775; Column Labels HU: 0.066989; Column Labels PL: 1.1824; Column Labels UK: 0.086248
| 2118-Sub-bituminous Coal | Column Labels HU: 0.064895
| 2121-Coke Oven Coke | Column Labels DE: 0.11304
| 2210-Lignite/Brown Coal | Column Labels BG: 0.025121; Column Labels CZ: 10.9786; Column Labels PL: 0.24786; Column Labels RO: 0.045008; Column Labels SK: 0.017585
| 2230-BKB (brown coal briquettes) | Column Labels BG: 0.033494; Column Labels DE: 0.1524
| 2310-Peat | Column Labels EE: 0.2533
| 2410-Oil shale and oil sands | Column Labels EE: 0.099646
SUPRPP | 3000-Total petroleum products | Column Labels CZ: 0.62718; Column Labels DE: 0.21436; Column Labels EE: 0.74693; Column Labels ES: 0.7934; Column Labels MK: 0.077037; Column Labels NO: 0.22609; Column Labels PL: 0.97804; Column Labels RO: 0.16998; Column Labels SK: 0.041868
| 3260-Gas/diesel oil (without bio components) | Column Labels CZ: 0.62718; Column Labels DE: 0.19845; Column Labels EE: 0.65314; Column Labels ES: 0.7934; Column Labels MK: 0.077037; Column Labels NO: 0.22609; Column Labels PL: 0.95375; Column Labels RO: 0.16998; Column Labels SK: 0.041868
| 3270A-Total fuel oil | Column Labels DE: 0.041868; Column Labels EE: 0.097134
| 3295-Other Oil Products | Column Labels PL: 0.030354
SUPGAS | 4000-Gas | Column Labels CZ: 0.4304; Column Labels DE: 0.17166; Column Labels ES: 0.077456; Column Labels PL: 0.68664; Column Labels RO: 0.042705; Column Labels SK: 0.0041868; Column Labels UK: 0.64979
| 4100-Natural gas | Column Labels DE: 0.17166; Column Labels ES: 0.077456; Column Labels PL: 0.55433; Column Labels RO: 0.042705; Column Labels SK: 0.0041868; Column Labels UK: 0.64979
| 4210-Coke Oven Gas | Column Labels PL: 0.13147
| 4230-Gas Works Gas | Column Labels CZ: 0.12142
| 4240-Other recovered gases | Column Labels CZ: 1.5449
SUPHTH | 5200-Derived heat | Column Labels BG: 0.077874; Column Labels CZ: 4.0377; Column Labels DE: 0.28554; Column Labels EE: 0.049195; Column Labels IT: 0.051637; Column Labels PL: 4.7579; Column Labels RO: 0.062802; Column Labels SI: 0.066989; Column Labels SK: 0.097971
| 5500-Renewable energies | Column Labels DE: 0.42077; Column Labels PL: 0.046055
| 5541-Solid biofuels (excluding charcoal) | Column Labels DE: 0.42077; Column Labels PL: 0.046055
SUPELC | 6000-Electrical energy |  |  |  | 2.1947 |  | 4.8282 | 6.1496 |  | 0.82731 | 3.2632 | 0.82564 | 0.20767 |  | 1.3013 | 0.14319 |  | 0.39858 |  | 0.12895 | 22.3357 | 0.009211 | 3.3762 | 1.4135 | 0.23195 | 0.32238 | 3.2548
Consumption in Oil and gas extraction
| 0-All products | 1.4269 | 7.3813 | 0.0062802 | 0.048567 | 0.087923 | 0.19762 | 10.2016 | 24.497 | 0.38267 | 0.90519 | 0.39356 | 2.5439 | 4.8826 | 2.2927 | 32.1111 | 0.11053 |  | 34.8685 | 183.4832 | 9.1549 | 0.12225 | 20.6384 | 2.0072 | 0.12225 | 0.61295 | 190.275
SUPRPP | 3000-Total petroleum products | Column Labels AL: 0.38854; Column Labels CY: 0.087923; Column Labels DE: 0.041868; Column Labels ES: 0.083736; Column Labels HU: 0.53507; Column Labels LT: 0.041868; Column Labels NL: 0.15407; Column Labels NO: 9.8524; Column Labels PL: 0.30229; Column Labels PT: 0.27633; Column Labels RO: 2.9115; Column Labels SK: 0.041868; Column Labels UK: 25.0957
| 3105-Crude oil (without NGL) | Column Labels RO: 0.046055
| 3214-Refinery gas | Column Labels RO: 1.4051
| 3220-Liquified petroleum gas (LPG) | Column Labels AL: 0.14235; Column Labels HU: 0.53507; Column Labels PT: 0.27633
| 3244-Other kerosene | Column Labels CY: 0.087923; Column Labels RO: 0.064895
| 3260-Gas/diesel oil (without bio components) | Column Labels DE: 0.041868; Column Labels ES: 0.083736; Column Labels LT: 0.041868; Column Labels NL: 0.15407; Column Labels NO: 9.8524; Column Labels PL: 0.30229; Column Labels RO: 0.91021; Column Labels SK: 0.041868; Column Labels UK: 25.0957
| 3270A-Total fuel oil | Column Labels RO: 0.70024
| 3295-Other Oil Products | Column Labels AL: 0.55266
SUPGAS | 4000-Gas | 0.38854 | 6.6059 |  | 0.03182 |  | 0.14821 | 7.9449 | 24.497 | 0.38267 | 0.73604 | 0.17375 | 0.83569 | 4.4949 | 2.1395 | 29.7372 | 0.0041868 |  | 27.143 | 151.9884 | 8.3929 | 0.0083736 | 13.5192 | 1.9485 | 0.12225 | 0.56773 | 163.1655
| 4100-Natural gas | 0.38854 | 6.6059 |  | 0.03182 |  | 0.14821 | 7.9449 | 24.497 | 0.38267 | 0.73604 | 0.17375 | 0.83569 | 4.4949 | 2.1395 | 29.7372 | 0.0041868 |  | 27.143 | 151.9884 | 8.3929 | 0.0083736 | 13.5192 | 1.9485 | 0.12225 | 0.56773 | 163.1655
SUPHTH | 5200-Derived heat | Column Labels CZ: 0.10886; Column Labels DE: 0.025121; Column Labels HU: 0.0041868; Column Labels IT: 1.1003; Column Labels NL: 0.0083736; Column Labels PL: 0.038519; Column Labels RO: 0.027912
SUPELC | 6000-Electrical energy | 0.81433 | 0.7754 | 0.0062802 | 0.014235 |  | 0.026796 | 2.2224 |  |  | 0.16915 | 0.22106 | 1.7065 | 0.38686 | 0.90184 | 1.2736 | 0.07285 |  | 7.5697 | 21.6424 | 0.42035 | 0.01256 | 4.191 | 0.29726 |  | 0.036844 | 2.0147
Coke Ovens
| Average of PJ | Column Labels AL: Column Labels
| Row Labels | AT | BE | CZ | DE | EE | ES | FI | FR | HU | IT | NL | PL | RO | SE | SK | UK
Consumption in Coke Ovens
| 0-All products | 6.374 | 5.813 | 10.3188 | 25.0103 |  | 14.6932 | 2.8211 | 13.8449 | 3.3143 | 2.4995 | 7.8176 | 45.6244 | 0.01256 | 4.3116 | 7.9867 | 16.1033
| 2000-Solid fuels | Column Labels ES: 6.8345; Column Labels IT: 1.3381; Column Labels PL: 1.5257
| 3000-Total petroleum products | Column Labels BE: 0.041868
| 4000-Gas | 6.2676 | 5.6857 | 8.0336 | 23.9075 |  | 7.7732 | 2.8211 | 13.839 | 3.1016 | 0.57443 | 7.5128 | 40.6664 | 0.01256 | 4.263 | 6.6235 | 16.1033
| 5200-Derived heat | Column Labels CZ: 1.8405; Column Labels IT: 0.13816; Column Labels PL: 0.64142; Column Labels SK: 1.1363
| 6000-Electrical energy | 0.10634 | 0.10676 | 0.44715 | 1.1036 |  | 0.085411 |  | 0.0058615 | 0.21101 | 0.44882 | 0.3048 | 2.7909 |  | 0.049404 | 0.22609
| 7200-Waste (non-renewable) | Column Labels PL: 0.0083736
Transformation input in Coke Ovens
| 0-All products | 52.3794 | 69.4875 | 99.202 | 347.4743 | 0.93282 | 69.3669 | 35.7821 | 134.3837 | 41.5766 | 128.0826 | 82.2622 | 371.1305 | 0.083736 | 47.1191 | 60.3167 | 157.5066
| 2000-Solid fuels | 52.3794 | 69.4875 | 99.202 | 315.1731 | 0.93282 | 69.3669 | 35.7821 | 134.3837 | 41.5766 | 128.0826 | 82.2622 | 371.1305 | 0.083736 | 46.6259 | 60.3167 | 157.1314
| 3000-Total petroleum products | Column Labels DE: 32.3012; Column Labels SE: 0.82201
| 4000-Gas | Column Labels UK: 0.37514
Transformation output from Coke Ovens
| 0-All products | 49.3331 | 66.3105 | 97.8397 | 296.8031 | 0.6724 | 68.0012 | 33.0891 | 115.3631 | 38.393 | 117.8459 | 76.3505 | 352.4624 | 0.071176 | 40.3139 | 59.2097 | 143.4641
| 2000-Solid fuels | 39.8969 | 52.6457 | 79.5325 | 235.0277 | 0.6724 | 54.3489 | 25.3301 | 94.3412 | 30.3593 | 99.2766 | 60.1107 | 283.1885 | 0.058615 | 32.6436 | 47.4289 | 115.6804
| 4000-Gas | 9.4354 | 13.664 | 18.3055 | 61.7737 |  | 13.6532 | 7.7615 | 21.0219 | 8.0328 | 18.5676 | 16.2406 | 69.274 | 0.01256 | 7.6711 | 11.7791 | 27.7844
| Average of PJ | Column Labels AT: Column Labels
| Row Labels | AT | BE | CZ | DE | EE | ES | FI | FR | HU | IT | NL | PL | RO | SE | SK | UK
Transformation output from Coke Ovens
| 2010 | 50.3463 | 72.9173 | 98.1009 | 294.0264 | 0.62802 | 77.5479 | 30.7897 | 114.0736 | 39.7244 | 131.6162 | 78.3225 | 370.0378 | 0.071176 | 41.7801 | 61.592 | 149.4604
| 2011 | 49.0609 | 72.4819 | 99.9724 | 287.6122 | 0.68245 | 74.7972 | 32.745 | 106.9058 | 41.1521 | 153.7351 | 77.5688 | 351.955 |  | 43.2957 | 60.3695 | 150.2391
| 2012 | 48.8767 | 68.5547 | 96.0871 | 289.4879 | 0.71176 | 65.0461 | 33.6326 | 115.1663 | 39.9421 | 146.5631 | 73.1685 | 332.9469 |  | 39.3894 | 58.4017 | 139.0855
| 2013 | 49.7099 | 63.3882 | 96.7067 | 297.5056 | 0.62802 | 64.8787 | 33.6744 | 120.8269 | 35.5836 | 86.3737 | 75.6262 | 350.4561 |  | 37.945 | 57.4178 | 141.765
| 2014 | 48.6716 | 54.2107 | 98.3312 | 315.3833 | 0.71176 | 57.736 | 34.6039 | 119.843 | 35.5627 | 70.9411 | 77.0664 | 356.9163 |  | 39.1591 | 58.2677 | 136.7702
Pipelines
| Average of PJ | Column Labels AT: Column Labels
| Row Labels | AL | AT | BE | BG | CY | CZ | DE | DK | EE | EL | ES | FI | FR | HR | HU | IE | IS | IT | LT | LU | LV | MD | ME | MK | MT | NL | NO | PL | PT | RO | RS | SE | SI | SK | UK | XK
3000-Total petroleum products
| Primary production | 42.2256 | 38.8694 |  | 1.0065 |  | 12.0178 | 156.758 | 415.5625 |  | 3.753 | 8.6977 | 2.8227 | 46.3228 | 27.7149 | 37.3479 |  |  | 242.4266 | 4.2446 |  |  | 0.40026 |  |  |  | 70.1783 | 3813.9161 | 32.9484 |  | 180.266 | 46.8285 |  |  | 0.59536 | 2055.4726
| Imports | 52.6406 | 564.5774 | 2337.9887 | 325.1896 | 106.5683 | 434.5195 | 5283.3455 | 444.7763 | 68.1192 | 1148.0842 | 3308.4261 | 720.8363 | 4268.2014 | 180.3615 | 313.7914 | 353.2679 | 35.288 | 3573.3559 | 428.0559 | 118.329 | 91.608 | 33.3453 | 12.6349 | 48.8047 | 95.3971 | 6000.8081 | 245.689 | 1200.235 | 635.9297 | 351.1117 | 118.3299 | 1117.1781 | 143.7136 | 285.9316 | 3580.2348 | 23.2158
4000-Gas
| Primary production | 0.63807 | 54.667 |  | 9.3073 |  | 8.5645 | 404.2037 | 224.662 |  | 0.26879 | 1.7794 |  | 15.9492 | 73.7505 | 76.1989 | 7.1 |  | 276.6788 |  |  |  | 0.0041868 |  |  |  | 2432.7259 | 3988.3834 | 159.09 |  | 362.8591 | 16.784 |  | 0.12225 | 4.2412 | 1616.6859
| Imports |  | 415.7191 | 681.2845 | 91.1701 |  | 281.7474 | 3226.4209 | 29.0757 | 21.7856 | 138.8293 | 1305.1939 | 130.397 | 1748.2293 | 38.9406 | 296.9312 | 163.9032 |  | 2271.1707 | 101.9444 | 41.9777 | 49.0994 | 77.9825 |  | 4.6984 |  | 785.9109 |  | 406.9327 | 169.5487 | 68.7255 | 58.5892 | 45.0533 | 30.2605 | 185.3781 | 1768.6693
| Oil&Gas | 95.5043 | 1073.833 | 3019.2731 | 426.6734 | 106.5683 | 736.8492 | 9070.7282 | 1114.0765 | 89.9048 | 1290.9353 | 4624.097 | 854.0561 | 6078.7027 | 320.7675 | 724.2695 | 524.2711 | 35.288 | 6363.632 | 534.2449 | 160.3067 | 140.7075 | 111.7323 | 12.6349 | 53.5031 | 95.3971 | 9289.6233 | 8047.9884 | 1799.2061 | 805.4784 | 962.9623 | 240.5317 | 1162.2314 | 174.0964 | 476.1463 | 9021.0627 | 23.2158
| Average of PJ | Column Labels AL: Column Labels
| Row Labels | AT | BE | BG | CZ | DE | EL | FI | FR | HR | HU | IT | LT | LV | MD | PL | PT | RO | RS | SK
Consumption in Pipeline transport
| 0000-All products | 8.5545 | 1.9201 | 7.6208 | 2.2307 | 12.8141 | 0.01256 | 0.30647 | 0.04773 | 0.080387 | 1.7283 | 7.3663 | 1.0827 | 0.07285 | 0.14151 | 13.1599 | 0.038728 | 0.3877 | 0.066989 | 10.8329
SUPRPP | 3000-Total petroleum products | Column Labels PL: 0.041868
SUPGAS | 4000-Gas | 8.0052 | 2.1248 | 7.5161 | 2.0314 | 12.8141 | 0.01256 | 0.30647 | 0.04773 |  | 1.7124 | 7.2013 | 1.0006 |  | 0.16608 | 11.9876 |  | 0.29643 | 0.066989 | 10.8003
SUPELC | 6000-Electrical energy | 0.55015 | 0.22023 | 0.10467 | 0.19929 |  |  |  |  | 0.080387 | 0.039775 | 1.6061 | 0.083736 | 0.07285 | 0.041031 | 1.1296 | 0.038728 | 0.090435 |  | 0.16747

## NOUSE-Pivot
Scenario | nrg_100a
Year | (Multiple Items)
Average of PJ | Column Labels
Row Labels | AL | AT | BE | BG | CY | CZ | DE | DK | EE | EL | ES | FI | FR | HR | HU | IE | IS | IT | LT | LU | LV | MD | ME | MK | MT | NL | NO | PL | PT | RO | RS | SE | SI | SK | UK | XK
Consumption in BKB / PB Plants
0000-All products | Column Labels BG: 6.3003; Column Labels CZ: 0.58197; Column Labels DE: 32.1329; Column Labels EE: 0.042705; Column Labels IE: 0.8742; Column Labels LT: 0.033494; Column Labels RS: 0.81475
2000-Solid fuels | Column Labels CZ: 0.13816; Column Labels DE: 10.2702; Column Labels EE: 0.020934; Column Labels IE: 0.55433; Column Labels LT: 0.01256
5200-Derived heat | Column Labels BG: 6.1747; Column Labels CZ: 0.40612; Column Labels DE: 4.3978; Column Labels LT: 0.0041868
5500-Renewable energies | Column Labels DE: 0.013607; Column Labels LT: 0.0050242
6000-Electrical energy | Column Labels BG: 0.1256; Column Labels CZ: 0.037681; Column Labels DE: 17.4523; Column Labels EE: 0.038519; Column Labels IE: 0.31987; Column Labels LT: 0.020934; Column Labels RS: 0.81475
Consumption in Coal Mines
0000-All products | Column Labels BG: 2.3253; Column Labels CZ: 20.9022; Column Labels DE: 7.0422; Column Labels EE: 1.8154; Column Labels EL: 3.2632; Column Labels ES: 1.2041; Column Labels FR: 0.20767; Column Labels HU: 1.3674; Column Labels IT: 0.17417; Column Labels MK: 0.4773; Column Labels NO: 0.30982; Column Labels PL: 30.2354; Column Labels PT: 0.009211; Column Labels RO: 3.6911; Column Labels RS: 1.4135; Column Labels SI: 0.29894; Column Labels SK: 0.48651; Column Labels UK: 3.9917
2000-Solid fuels | Column Labels BG: 0.053591; Column Labels CZ: 10.9786; Column Labels DE: 0.19092; Column Labels EE: 0.20097; Column Labels HU: 0.066151; Column Labels PL: 1.4302; Column Labels RO: 0.045008; Column Labels SK: 0.017585; Column Labels UK: 0.086248
3000-Total petroleum products | Column Labels CZ: 0.62718; Column Labels DE: 0.21436; Column Labels EE: 0.74693; Column Labels ES: 0.7934; Column Labels MK: 0.077037; Column Labels NO: 0.22609; Column Labels PL: 0.97804; Column Labels RO: 0.16998; Column Labels SK: 0.041868
4000-Gas | Column Labels CZ: 0.4304; Column Labels DE: 0.17166; Column Labels ES: 0.077456; Column Labels PL: 0.68664; Column Labels RO: 0.042705; Column Labels SK: 0.0041868; Column Labels UK: 0.64979
5200-Derived heat | Column Labels BG: 0.077874; Column Labels CZ: 4.0377; Column Labels DE: 0.28554; Column Labels EE: 0.049195; Column Labels IT: 0.051637; Column Labels PL: 4.7579; Column Labels RO: 0.062802; Column Labels SI: 0.066989; Column Labels SK: 0.097971
5500-Renewable energies | Column Labels DE: 0.42077; Column Labels PL: 0.046055
6000-Electrical energy | Column Labels BG: 2.1947; Column Labels CZ: 4.8282; Column Labels DE: 6.1496; Column Labels EE: 0.82731; Column Labels EL: 3.2632; Column Labels ES: 0.82564; Column Labels FR: 0.20767; Column Labels HU: 1.3013; Column Labels IT: 0.14319; Column Labels MK: 0.39858; Column Labels NO: 0.12895; Column Labels PL: 22.3357; Column Labels PT: 0.009211; Column Labels RO: 3.3762; Column Labels RS: 1.4135; Column Labels SI: 0.23195; Column Labels SK: 0.32238; Column Labels UK: 3.2548
Consumption in Coke Ovens
0000-All products | Column Labels AT: 6.374; Column Labels BE: 5.813; Column Labels CZ: 10.3188; Column Labels DE: 25.0103; Column Labels ES: 14.6932; Column Labels FI: 2.8211; Column Labels FR: 13.8449; Column Labels HU: 3.3143; Column Labels IT: 2.4995; Column Labels NL: 7.8176; Column Labels PL: 45.6244; Column Labels RO: 0.01256; Column Labels SE: 4.3116; Column Labels SK: 7.9867; Column Labels UK: 16.1033
2000-Solid fuels | Column Labels ES: 6.8345; Column Labels IT: 1.3381; Column Labels PL: 1.5257
3000-Total petroleum products | Column Labels BE: 0.041868
4000-Gas | Column Labels AT: 6.2676; Column Labels BE: 5.6857; Column Labels CZ: 8.0336; Column Labels DE: 23.9075; Column Labels ES: 7.7732; Column Labels FI: 2.8211; Column Labels FR: 13.839; Column Labels HU: 3.1016; Column Labels IT: 0.57443; Column Labels NL: 7.5128; Column Labels PL: 40.6664; Column Labels RO: 0.01256; Column Labels SE: 4.263; Column Labels SK: 6.6235; Column Labels UK: 16.1033
5200-Derived heat | Column Labels CZ: 1.8405; Column Labels IT: 0.13816; Column Labels PL: 0.64142; Column Labels SK: 1.1363
6000-Electrical energy | Column Labels AT: 0.10634; Column Labels BE: 0.10676; Column Labels CZ: 0.44715; Column Labels DE: 1.1036; Column Labels ES: 0.085411; Column Labels FR: 0.0058615; Column Labels HU: 0.21101; Column Labels IT: 0.44882; Column Labels NL: 0.3048; Column Labels PL: 2.7909; Column Labels SE: 0.049404; Column Labels SK: 0.22609
7200-Waste (non-renewable) | Column Labels PL: 0.0083736
Consumption in Gas Works
0000-All products | Column Labels CZ: 5.3742; Column Labels ES: 0.33913; Column Labels PL: 0.27047; Column Labels SE: 0.27214
2000-Solid fuels | Column Labels CZ: 2.308
4000-Gas | Column Labels PL: 0.010467; Column Labels SE: 0.25121
5200-Derived heat | Column Labels CZ: 3.3662; Column Labels PL: 0.023446
6000-Electrical energy | Column Labels CZ: 0.16077; Column Labels ES: 0.33913; Column Labels PL: 0.23948; Column Labels SE: 0.020934
Consumption in Oil and gas extraction
0000-All products | 1.4269 | 7.3813 | 0.0062802 | 0.048567 | 0.087923 | 0.19762 | 10.2016 | 24.497 | 0.38267 | 0.90519 | 0.39356 |  | 2.5439 | 4.8826 | 2.2927 |  |  | 32.1111 | 0.11053 | [6 empty] | 34.8685 | 183.4832 | 9.1549 | 0.12225 | 20.6384 | 2.0072 |  | 0.12225 | 0.61295 | 190.275
3000-Total petroleum products | Column Labels AL: 0.38854; Column Labels CY: 0.087923; Column Labels DE: 0.041868; Column Labels ES: 0.083736; Column Labels HU: 0.53507; Column Labels LT: 0.041868; Column Labels NL: 0.15407; Column Labels NO: 9.8524; Column Labels PL: 0.30229; Column Labels PT: 0.27633; Column Labels RO: 2.9115; Column Labels SK: 0.041868; Column Labels UK: 25.0957
4000-Gas | 0.38854 | 6.6059 |  | 0.03182 |  | 0.14821 | 7.9449 | 24.497 | 0.38267 | 0.73604 | 0.17375 |  | 0.83569 | 4.4949 | 2.1395 |  |  | 29.7372 | 0.0041868 | [6 empty] | 27.143 | 151.9884 | 8.3929 | 0.0083736 | 13.5192 | 1.9485 |  | 0.12225 | 0.56773 | 163.1655
5200-Derived heat | Column Labels CZ: 0.10886; Column Labels DE: 0.025121; Column Labels HU: 0.0041868; Column Labels IT: 1.1003; Column Labels NL: 0.0083736; Column Labels PL: 0.038519; Column Labels RO: 0.027912
6000-Electrical energy | Column Labels AL: 0.81433; Column Labels AT: 0.7754; Column Labels BE: 0.0062802; Column Labels BG: 0.014235; Column Labels CZ: 0.026796; Column Labels DE: 2.2224; Column Labels EL: 0.16915; Column Labels ES: 0.22106; Column Labels FR: 1.7065; Column Labels HR: 0.38686; Column Labels HU: 0.90184; Column Labels IT: 1.2736; Column Labels LT: 0.07285; Column Labels NL: 7.5697; Column Labels NO: 21.6424; Column Labels PL: 0.42035; Column Labels PT: 0.01256; Column Labels RO: 4.191; Column Labels RS: 0.29726; Column Labels SK: 0.036844; Column Labels UK: 2.0147
Consumption in Patent Fuel Plants
0000-All products | Column Labels HU: 0.018841; Column Labels PL: 0.020934
2000-Solid fuels | Column Labels HU: 0.029308
5200-Derived heat | Column Labels PL: 0.020934
6000-Electrical energy | Column Labels HU: 0.0041868
Consumption in Pipeline transport
0000-All products | Column Labels AT: 8.5545; Column Labels BE: 1.9201; Column Labels BG: 7.6208; Column Labels CZ: 2.2307; Column Labels DE: 12.8141; Column Labels EL: 0.01256; Column Labels FI: 0.30647; Column Labels FR: 0.04773; Column Labels HR: 0.080387; Column Labels HU: 1.7283; Column Labels IT: 7.3663; Column Labels LT: 1.0827; Column Labels LV: 0.07285; Column Labels MD: 0.14151; Column Labels PL: 13.1599; Column Labels PT: 0.038728; Column Labels RO: 0.3877; Column Labels RS: 0.066989; Column Labels SK: 10.8329
3000-Total petroleum products | Column Labels PL: 0.041868
4000-Gas | Column Labels AT: 8.0052; Column Labels BE: 2.1248; Column Labels BG: 7.5161; Column Labels CZ: 2.0314; Column Labels DE: 12.8141; Column Labels EL: 0.01256; Column Labels FI: 0.30647; Column Labels FR: 0.04773; Column Labels HU: 1.7124; Column Labels IT: 7.2013; Column Labels LT: 1.0006; Column Labels MD: 0.16608; Column Labels PL: 11.9876; Column Labels RO: 0.29643; Column Labels RS: 0.066989; Column Labels SK: 10.8003
6000-Electrical energy | Column Labels AT: 0.55015; Column Labels BE: 0.22023; Column Labels BG: 0.10467; Column Labels CZ: 0.19929; Column Labels HR: 0.080387; Column Labels HU: 0.039775; Column Labels IT: 1.6061; Column Labels LT: 0.083736; Column Labels LV: 0.07285; Column Labels MD: 0.041031; Column Labels PL: 1.1296; Column Labels PT: 0.038728; Column Labels RO: 0.090435; Column Labels SK: 0.16747
Primary production
0000-All products | 72.1687 | 501.6029 | 602.9813 | 470.7889 | 4.3392 | 1294.0662 | 5153.5405 | 786.091 | 222.2797 | 398.7734 | 1414.6871 | 733.5064 | 5626.2302 | 190.5656 | 436.5417 | 75.6287 | 214.0024 | 1454.7187 | 57.1113 | 5.3692 | 91.3819 | 11.3136 | 31.6463 | 62.7945 | 0.3475 | 2733.1062 | 8380.0301 | 2870.7179 | 232.812 | 1136.2749 | 444.9815 | 1424.5629 | 154.8086 | 260.3654 | 5119.7848 | 73.7053
2000-Solid fuels | 0.057569 | 0.0083736 |  | 222.9932 |  | 806.2705 | 1920.7925 |  | 176.209 | 301.2612 | 98.7817 | 65.2454 |  |  | 67.3648 | 36.1731 |  | 2.2969 | 0.74609 |  | 0.070338 |  | 16.6593 | 49.3029 |  |  | 45.41 | 2330.8418 |  | 234.6065 | 299.0707 | 7.6979 | 45.0726 | 24.6686 | 373.1008 | 63.0289
3000-Total petroleum products | 42.2256 | 38.8694 |  | 1.0065 |  | 12.0178 | 156.758 | 415.5625 |  | 3.753 | 8.6977 | 2.8227 | 46.3228 | 27.7149 | 37.3479 |  |  | 242.4266 | 4.2446 |  |  | 0.40026 |  |  |  | 70.1783 | 3813.9161 | 32.9484 |  | 180.266 | 46.8285 |  |  | 0.59536 | 2055.4726
4000-Gas | 0.63807 | 54.667 |  | 9.3073 |  | 8.5645 | 404.2037 | 224.662 |  | 0.26879 | 1.7794 |  | 15.9492 | 73.7505 | 76.1989 | 7.1 |  | 276.6788 |  |  |  | 0.0041868 |  |  |  | 2432.7259 | 3988.3834 | 159.09 |  | 362.8591 | 16.784 |  | 0.12225 | 4.2412 | 1616.6859
5100-Nuclear heat | Column Labels BE: 459.6905; Column Labels BG: 167.9669; Column Labels CZ: 319.9536; Column Labels DE: 1171.5973; Column Labels ES: 637.6513; Column Labels FI: 250.9057; Column Labels FR: 4657.9733; Column Labels HU: 169.5369; Column Labels NL: 41.0549; Column Labels RO: 125.5613; Column Labels SE: 677.5356; Column Labels SI: 62.792; Column Labels SK: 167.8229; Column Labels UK: 725.4996
5500-Renewable energies | 29.2607 | 378.5411 | 113.2722 | 69.0655 | 4.2211 | 137.9618 | 1330.9954 | 128.7876 | 44.6187 | 92.5115 | 659.8313 | 406.8406 | 855.2234 | 88.7744 | 82.3879 | 30.7855 | 213.9991 | 886.3899 | 51.8435 | 4.0269 | 91.0646 | 10.9108 | 14.9879 | 13.4907 | 0.3475 | 160.0706 | 524.5164 | 329.2198 | 226.6064 | 231.35 | 82.1375 | 716.2082 | 45.4636 | 59.7172 | 321.9741 | 10.6772
7200-Waste (non-renewable) |  | 29.5178 | 30.0185 | 0.44882 | 0.19538 | 9.2997 | 169.1928 | 17.078 | 3.632 | 0.97804 | 7.9449 | 7.6937 | 50.7608 | 0.32573 | 3.7062 | 1.5692 | 0.016747 | 46.9282 | 0.69082 | 1.3423 | 0.24702 |  |  |  |  | 29.074 | 7.8059 | 18.617 | 6.2057 | 1.6329 | 0.15994 | 23.1212 | 1.359 | 3.3168 | 27.0501
Transformation input in BKB / PB Plants
0000-All products | Column Labels BG: 38.8903; Column Labels CZ: 3.6383; Column Labels DE: 142.9524; Column Labels EE: 1.0877; Column Labels FI: 0.42538; Column Labels IE: 4.4623; Column Labels LT: 0.10048; Column Labels RS: 16.6928
2000-Solid fuels | Column Labels BG: 38.8903; Column Labels CZ: 3.6383; Column Labels DE: 142.9524; Column Labels EE: 1.0877; Column Labels FI: 0.42538; Column Labels IE: 4.4623; Column Labels LT: 0.10048; Column Labels RS: 16.6928
Transformation input in Coke Ovens
0000-All products | Column Labels AT: 52.3794; Column Labels BE: 69.4875; Column Labels CZ: 99.202; Column Labels DE: 347.4743; Column Labels EE: 0.93282; Column Labels ES: 69.3669; Column Labels FI: 35.7821; Column Labels FR: 134.3837; Column Labels HU: 41.5766; Column Labels IT: 128.0826; Column Labels NL: 82.2622; Column Labels PL: 371.1305; Column Labels RO: 0.083736; Column Labels SE: 47.1191; Column Labels SK: 60.3167; Column Labels UK: 157.5066
2000-Solid fuels | Column Labels AT: 52.3794; Column Labels BE: 69.4875; Column Labels CZ: 99.202; Column Labels DE: 315.1731; Column Labels EE: 0.93282; Column Labels ES: 69.3669; Column Labels FI: 35.7821; Column Labels FR: 134.3837; Column Labels HU: 41.5766; Column Labels IT: 128.0826; Column Labels NL: 82.2622; Column Labels PL: 371.1305; Column Labels RO: 0.083736; Column Labels SE: 46.6259; Column Labels SK: 60.3167; Column Labels UK: 157.1314
3000-Total petroleum products | Column Labels DE: 32.3012; Column Labels SE: 0.82201
4000-Gas | Column Labels UK: 0.37514
Transformation input in Gas Works
0000-All products | Column Labels CZ: 19.3991; Column Labels DK: 0.60709; Column Labels EE: 10.8354; Column Labels ES: 1.8589; Column Labels HR: 0.10467; Column Labels PL: 0.10132; Column Labels SE: 0.38239
2000-Solid fuels | Column Labels CZ: 19.3991; Column Labels EE: 10.8354
3000-Total petroleum products | Column Labels ES: 1.8589; Column Labels PL: 0.10132; Column Labels SE: 0.57359
4000-Gas | Column Labels DK: 0.60709; Column Labels HR: 0.10467; Column Labels SE: 0.1912
Transformation input in Patent Fuel Plants
0000-All products | Column Labels BG: 0.5066; Column Labels HU: 0.10467; Column Labels PL: 0.087923; Column Labels UK: 9.4747
2000-Solid fuels | Column Labels BG: 0.5066; Column Labels HU: 0.10467; Column Labels PL: 0.087923; Column Labels UK: 6.106
3000-Total petroleum products | Column Labels UK: 3.3695
Transformation output from BKB / PB Plants
0000-All products | Column Labels BG: 24.6996; Column Labels CZ: 2.9015; Column Labels DE: 135.268; Column Labels EE: 1.3155; Column Labels FI: 0.50409; Column Labels IE: 4.2957; Column Labels LT: 0.12393; Column Labels RS: 9.7243
2000-Solid fuels | Column Labels BG: 24.6996; Column Labels CZ: 2.9015; Column Labels DE: 135.268; Column Labels EE: 1.3155; Column Labels FI: 0.50409; Column Labels IE: 4.2957; Column Labels LT: 0.12393; Column Labels RS: 9.7243
Transformation output from Coke Ovens
0000-All products | Column Labels AT: 49.3331; Column Labels BE: 66.3105; Column Labels CZ: 97.8397; Column Labels DE: 296.8031; Column Labels EE: 0.6724; Column Labels ES: 68.0012; Column Labels FI: 33.0891; Column Labels FR: 115.3631; Column Labels HU: 38.393; Column Labels IT: 117.8459; Column Labels NL: 76.3505; Column Labels PL: 352.4624; Column Labels RO: 0.071176; Column Labels SE: 40.3139; Column Labels SK: 59.2097; Column Labels UK: 143.4641
2000-Solid fuels | Column Labels AT: 39.8969; Column Labels BE: 52.6457; Column Labels CZ: 79.5325; Column Labels DE: 235.0277; Column Labels EE: 0.6724; Column Labels ES: 54.3489; Column Labels FI: 25.3301; Column Labels FR: 94.3412; Column Labels HU: 30.3593; Column Labels IT: 99.2766; Column Labels NL: 60.1107; Column Labels PL: 283.1885; Column Labels RO: 0.058615; Column Labels SE: 32.6436; Column Labels SK: 47.4289; Column Labels UK: 115.6804
4000-Gas | Column Labels AT: 9.4354; Column Labels BE: 13.664; Column Labels CZ: 18.3055; Column Labels DE: 61.7737; Column Labels ES: 13.6532; Column Labels FI: 7.7615; Column Labels FR: 21.0219; Column Labels HU: 8.0328; Column Labels IT: 18.5676; Column Labels NL: 16.2406; Column Labels PL: 69.274; Column Labels RO: 0.01256; Column Labels SE: 7.6711; Column Labels SK: 11.7791; Column Labels UK: 27.7844
Transformation output from Gas Works
0000-All products | Column Labels CZ: 15.5247; Column Labels EE: 6.508; Column Labels HR: 0.10132
4000-Gas | Column Labels CZ: 15.5247; Column Labels EE: 6.508; Column Labels HR: 0.10132
Transformation output from Patent Fuel Plants
0000-All products | Column Labels BG: 0.55684; Column Labels HU: 0.14654; Column Labels PL: 0.087923; Column Labels UK: 8.6432
2000-Solid fuels | Column Labels BG: 0.55684; Column Labels HU: 0.14654; Column Labels PL: 0.087923; Column Labels UK: 8.6432
Imports
0000-All products | 67.2517 | 1239.5641 | 3273.3499 | 489.1455 | 107.6904 | 854.8374 | 10173.2575 | 684.3224 | 101.0518 | 1330.5943 | 5100.7039 | 1082.1304 | 6537.581 | 291.7228 | 721.4367 | 579.356 | 39.2437 | 6721.5222 | 575.7905 | 190.1536 | 164.836 | 119.8145 | 16.9189 | 68.1234 | 95.5126 | 7747.3334 | 318.6096 | 1960.9003 | 936.269 | 485.4461 | 221.3904 | 1306.084 | 214.3566 | 642.5365 | 6506.355 | 31.7971
2000-Solid fuels | 4.6909 | 134.1727 | 169.4448 | 61.3793 | 0.11807 | 93.122 | 1454.9063 | 117.2672 | 1.9619 | 10.5708 | 401.4195 | 153.2863 | 457.9756 | 27.6505 | 49.7224 | 53.7518 | 3.8837 | 591.3939 | 10.6001 | 2.3203 | 3.7279 | 4.7537 | 0.02233 | 5.3465 |  | 832.273 | 32.4996 | 302.6261 | 99.9163 | 48.6163 | 23.1748 | 88.1757 | 11.2583 | 129.1284 | 1026.6025 | 1.1279
3000-Total petroleum products | 52.6406 | 564.5774 | 2337.9887 | 325.1896 | 106.5683 | 434.5195 | 5283.3455 | 444.7763 | 68.1192 | 1148.0842 | 3308.4261 | 720.8363 | 4268.2014 | 180.3615 | 313.7914 | 353.2679 | 35.288 | 3573.3559 | 428.0559 | 118.329 | 91.608 | 33.3453 | 12.6349 | 48.8047 | 95.3971 | 6000.8081 | 245.689 | 1200.235 | 635.9297 | 351.1117 | 118.3299 | 1117.1781 | 143.7136 | 285.9316 | 3580.2348 | 23.2158
4000-Gas |  | 415.7191 | 681.2845 | 91.1701 |  | 281.7474 | 3226.4209 | 29.0757 | 21.7856 | 138.8293 | 1305.1939 | 130.397 | 1748.2293 | 38.9406 | 296.9312 | 163.9032 |  | 2271.1707 | 101.9444 | 41.9777 | 49.0994 | 77.9825 |  | 4.6984 |  | 785.9109 |  | 406.9327 | 169.5487 | 68.7255 | 58.5892 | 45.0533 | 30.2605 | 185.3781 | 1768.6693
5200-Derived heat | Column Labels CZ: 0.016747; Column Labels DK: 0.15659; Column Labels SK: 0.075362
5500-Renewable energies | 1.5031 | 38.8368 | 25.9757 | 2.3061 | 0.98222 | 8.6508 | 50.2634 | 48.1365 | 0.73269 | 6.5415 | 54.616 | 11.6041 | 19.4351 | 0.32322 | 5.262 | 2.8512 | 0.071176 | 120.0021 | 5.7317 | 2.384 | 1.7308 | 0.019887 | 0.042705 | 0.2914 | 0.11556 | 27.4729 | 6.8697 | 19.2819 | 2.2893 | 7.1778 | 0.28303 | 21.0764 | 1.843 | 1.8581 | 80.1965 | 0.078712
6000-Electrical energy | 9.6179 | 86.2598 | 58.6554 | 9.0996 |  | 36.7902 | 158.3213 | 44.9093 | 8.598 | 26.5686 | 31.0476 | 66.0083 | 43.7387 | 44.4479 | 55.6175 | 5.5818 |  | 165.5988 | 29.4583 | 25.1426 | 16.7489 | 3.7179 | 4.2278 | 8.9824 |  | 96.8156 | 33.553 | 31.8264 | 27.8414 | 9.8122 | 21.0152 | 47.2472 | 27.2795 | 40.1154 | 50.6527 | 7.3755
7200-Waste (non-renewable) | Column Labels CY: 0.033494; Column Labels HU: 0.13921; Column Labels LV: 1.9209; Column Labels NL: 5.065; Column Labels PT: 0.93052; Column Labels SK: 0.13921

## NOUSE-Eurostat Dump
Sector | product | Fuel | unit | Country | Year | Scenario | PJ
Primary production | 0 | 0000-All products | KTOE | SI | 2012 | nrg_100a | 149.8539 | SELECT t2.EleDesc as [Sector],[product],[product]+'-'+T3.EleDesc as [Fuel],[unit],[geo] as [Country],[time] as [Year],[Scenario],TRY_CONVERT(float,PV)*0.041868 as [PJ]
Primary production | 0 | 0000-All products | KTOE | SK | 2013 | nrg_100a | 268.3027 | FROM [LMA_PET].[dbo].[VD_Euro2016] T1
Primary production | 5520 | 5520-Wind power | KTOE | TR | 2010 | nrg_110a | 10.4963 | JOIN
Primary production | 5520 | 5520-Wind power | KTOE | UA | 2011 | nrg_107a | 0.32238 | (Select * from [LMA_PET].[dbo].[VDE_Euro2016] where DimName='indic_nrg') T2
Imports | 0 | 0000-All products | KTOE | AL | 2009 | nrg_100a | 56.4129 | ON T1.indic_nrg=T2.EleName
Imports | 6000 | 6000-Electrical energy | KTOE | NO | 2009 | nrg_100a | 20.3437 | JOIN
Transformation input in BKB / PB Plants | 0 | 0000-All products | KTOE | EE | 2012 | nrg_100a | 0.84992 | (Select * from [LMA_PET].[dbo].[VDE_Euro2016] where DimName='product') T3
Primary production | 0 | 0000-All products | KTOE | NO | 2013 | nrg_100a | 8119.9804 | ON T1.product=T3.EleName
Imports | 2112 | 2112-Patent Fuels | KTOE | AT | 2013 | nrg_101a | 0.381 | where [indic_nrg] in ('B_100100','B_101004','B_101104','B_101305','B_101312','B_101945','B_101010','B_101110','B_101011','B_101111','B_101310','B_101313','B_101007','B_101107','B_101314','B_101311','B_100300','B_101500','B_101400')
Consumption in Oil and gas extraction | 6000 | 6000-Electrical energy | KTOE | TR | 2012 | nrg_105a | 0.20097 | --where [indic_nrg] in ('B_100300')
Consumption in Oil and gas extraction | 0 | 0000-All products | KTOE | SK | 2010 | nrg_110a | 0.72432 | and time>2008 and TRY_CONVERT(float,PV)>0 and len(geo)=2 and unit='ktoe'
Consumption in Oil and gas extraction | 0 | 0000-All products | KTOE | TR | 2014 | nrg_110a | 0.25539
Consumption in Oil and gas extraction | 0 | 0000-All products | KTOE | SI | 2012 | nrg_110a | 0.071176
Imports | 0 | 0000-All products | KTOE | NO | 2014 | nrg_110a | 292.6364
Transformation input in Coke Ovens | 0 | 0000-All products | KTOE | EE | 2010 | nrg_110a | 0.90016
Transformation input in BKB / PB Plants | 0 | 0000-All products | KTOE | RS | 2012 | nrg_110a | 17.773
Transformation output from Gas Works | 0 | 0000-All products | KTOE | CZ | 2010 | nrg_110a | 15.9517
Imports | 2112 | 2112-Patent Fuels | KTOE | AT | 2009 | nrg_110a | 0.52754
Imports | 6000 | 6000-Electrical energy | KTOE | SE | 2011 | nrg_100a | 44.9327
Consumption in Gas Works | 6000 | 6000-Electrical energy | KTOE | CZ | 2009 | nrg_100a | 0.16747
Consumption in Pipeline transport | 6000 | 6000-Electrical energy | KTOE | PL | 2010 | nrg_100a | 1.2644
Consumption in Pipeline transport | 6000 | 6000-Electrical energy | KTOE | PT | 2012 | nrg_100a | 0.050242
Consumption in Pipeline transport | 6000 | 6000-Electrical energy | KTOE | RO | 2010 | nrg_100a | 0.12979
Consumption in Pipeline transport | 6000 | 6000-Electrical energy | KTOE | UA | 2013 | nrg_100a | 3.2113
Transformation input in Coke Ovens | 0 | 0000-All products | KTOE | CZ | 2014 | nrg_100a | 107.3872
Transformation input in Coke Ovens | 0 | 0000-All products | KTOE | DE | 2010 | nrg_100a | 348.1659
Primary production | 0 | 0000-All products | KTOE | PL | 2014 | nrg_100a | 2799.5834
Primary production | 0 | 0000-All products | KTOE | PT | 2011 | nrg_100a | 231.5217
Imports | 0 | 0000-All products | KTOE | CY | 2009 | nrg_100a | 122.2671
Imports | 0 | 0000-All products | KTOE | CZ | 2012 | nrg_100a | 809.4927
Imports | 0 | 0000-All products | KTOE | SE | 2014 | nrg_100a | 1318.9341
Imports | 0 | 0000-All products | KTOE | RS | 2009 | nrg_100a | 245.3172
Imports | 6000 | 6000-Electrical energy | KTOE | BG | 2013 | nrg_105a | 12.0622
Consumption in Coal Mines | 6000 | 6000-Electrical energy | KTOE | HU | 2013 | nrg_105a | 1.3775
Consumption in Pipeline transport | 6000 | 6000-Electrical energy | KTOE | UA | 2009 | nrg_105a | 2.0641
Consumption in Pipeline transport | 6000 | 6000-Electrical energy | KTOE | TR | 2009 | nrg_105a | 0.75362
Consumption in Coal Mines | 0 | 0000-All products | KTOE | FR | 2009 | nrg_110a | 0.21353
Primary production | 0 | 0000-All products | KTOE | PL | 2010 | nrg_110a | 2794.2829
Primary production | 0 | 0000-All products | KTOE | RO | 2011 | nrg_110a | 1167.5227
Consumption in Pipeline transport | 0 | 0000-All products | KTOE | RO | 2014 | nrg_110a | 0.21353
Consumption in Pipeline transport | 0 | 0000-All products | KTOE | SK | 2011 | nrg_110a | 17.8441
Consumption in Pipeline transport | 0 | 0000-All products | KTOE | UA | 2013 | nrg_110a | 97.9879
Consumption in BKB / PB Plants | 6000 | 6000-Electrical energy | KTOE | LT | 2010 | nrg_110a | 0.020934
Consumption in Pipeline transport | 6000 | 6000-Electrical energy | KTOE | RO | 2012 | nrg_110a | 0.066989
Consumption in Pipeline transport | 6000 | 6000-Electrical energy | KTOE | UA | 2009 | nrg_110a | 2.0641
Consumption in Coal Mines | 6000 | 6000-Electrical energy | KTOE | EL | 2010 | nrg_110a | 3.4499
Imports | 6000 | 6000-Electrical energy | KTOE | ME | 2010 | nrg_100a | 2.6335
Imports | 6000 | 6000-Electrical energy | KTOE | RO | 2014 | nrg_100a | 10.1195
Consumption in BKB / PB Plants | 6000 | 6000-Electrical energy | KTOE | RS | 2014 | nrg_100a | 0.78293
Consumption in Oil and gas extraction | 6000 | 6000-Electrical energy | KTOE | HU | 2013 | nrg_100a | 0.86248
Consumption in Coal Mines | 6000 | 6000-Electrical energy | KTOE | PT | 2013 | nrg_100a | 0.0041868
Consumption in BKB / PB Plants | 6000 | 6000-Electrical energy | KTOE | IE | 2014 | nrg_100a | 0.28052
Consumption in Pipeline transport | 6000 | 6000-Electrical energy | KTOE | CZ | 2014 | nrg_100a | 0.19259
Transformation input in Coke Ovens | 0 | 0000-All products | KTOE | HU | 2009 | nrg_100a | 32.7031
Transformation input in Coke Ovens | 0 | 0000-All products | KTOE | SE | 2012 | nrg_100a | 44.3005
Transformation input in Gas Works | 0 | 0000-All products | KTOE | EE | 2010 | nrg_100a | 11.3295
Transformation input in Gas Works | 0 | 0000-All products | KTOE | PL | 2012 | nrg_100a | 0.09211
Transformation input in BKB / PB Plants | 0 | 0000-All products | KTOE | DE | 2011 | nrg_100a | 142.1921
Transformation input in BKB / PB Plants | 0 | 0000-All products | KTOE | FI | 2010 | nrg_100a | 0.39356
Primary production | 0 | 0000-All products | KTOE | LV | 2010 | nrg_100a | 82.7814
Primary production | 0 | 0000-All products | KTOE | ME | 2011 | nrg_100a | 30.3794
Imports | 0 | 0000-All products | KTOE | EE | 2010 | nrg_100a | 77.8494
Transformation output from Patent Fuel Plants | 0 | 0000-All products | KTOE | UK | 2011 | nrg_100a | 8.4657
Transformation output from BKB / PB Plants | 0 | 0000-All products | KTOE | LT | 2011 | nrg_100a | 0.13816
Consumption in Oil and gas extraction | 0 | 0000-All products | KTOE | HU | 2014 | nrg_100a | 2.3404
Consumption in Coke Ovens | 4220 | 4220-Blast Furnace Gas | KTOE | FR | 2013 | nrg_103a | 10.3833
Consumption in Oil and gas extraction | 6000 | 6000-Electrical energy | KTOE | IT | 2009 | nrg_105a | 1.2267
Consumption in Coal Mines | 6000 | 6000-Electrical energy | KTOE | EE | 2014 | nrg_105a | 0.78712
Consumption in Coke Ovens | 6000 | 6000-Electrical energy | KTOE | DE | 2009 | nrg_105a | 1.0132
Consumption in Coke Ovens | 6000 | 6000-Electrical energy | KTOE | HU | 2011 | nrg_105a | 0.2219
Consumption in BKB / PB Plants | 6000 | 6000-Electrical energy | KTOE | IE | 2012 | nrg_105a | 0.33494
Consumption in Pipeline transport | 6000 | 6000-Electrical energy | KTOE | HR | 2014 | nrg_105a | 0.087923
Consumption in Pipeline transport | 6000 | 6000-Electrical energy | KTOE | IT | 2009 | nrg_105a | 1.6663
Consumption in Pipeline transport | 6000 | 6000-Electrical energy | KTOE | LV | 2011 | nrg_105a | 0.066989
Primary production | 5520 | 5520-Wind power | KTOE | BE | 2014 | nrg_107a | 16.609
Primary production | 5520 | 5520-Wind power | KTOE | HU | 2014 | nrg_107a | 2.3655
Transformation input in Coke Ovens | 0 | 0000-All products | KTOE | HU | 2013 | nrg_110a | 37.9994
Consumption in Coal Mines | 0 | 0000-All products | KTOE | EE | 2012 | nrg_110a | 1.8296
Consumption in Coal Mines | 0 | 0000-All products | KTOE | MK | 2013 | nrg_110a | 0.49404
Primary production | 0 | 0000-All products | KTOE | AT | 2010 | nrg_110a | 497.6556
Primary production | 0 | 0000-All products | KTOE | AL | 2012 | nrg_110a | 69.6432
Primary production | 0 | 0000-All products | KTOE | FR | 2014 | nrg_110a | 5690.4055
Primary production | 0 | 0000-All products | KTOE | MK | 2012 | nrg_110a | 63.8445
Imports | 0 | 0000-All products | KTOE | EE | 2013 | nrg_110a | 105.298
Consumption in BKB / PB Plants | 0 | 0000-All products | KTOE | IE | 2010 | nrg_110a | 0.91691
Transformation input in Gas Works | 0 | 0000-All products | KTOE | DK | 2014 | nrg_110a | 0.67826
Transformation input in Gas Works | 0 | 0000-All products | KTOE | SE | 2010 | nrg_110a | 0.73269
Transformation output from Coke Ovens | 0 | 0000-All products | KTOE | HU | 2013 | nrg_110a | 35.5836
Transformation output from Coke Ovens | 0 | 0000-All products | KTOE | NL | 2010 | nrg_110a | 78.3225
Transformation output from Coke Ovens | 0 | 0000-All products | KTOE | SK | 2014 | nrg_110a | 58.2677
Consumption in Pipeline transport | 0 | 0000-All products | KTOE | DE | 2012 | nrg_110a | 12.6818
Consumption in Pipeline transport | 0 | 0000-All products | KTOE | LT | 2009 | nrg_110a | 1.0383
Transformation output from Patent Fuel Plants | 2112 | 2112-Patent Fuels | KTOE | UA | 2013 | nrg_110a | 1.1137
Transformation output from Patent Fuel Plants | 2112 | 2112-Patent Fuels | KTOE | UK | 2013 | nrg_110a | 9.8432
Consumption in Coke Ovens | 4220 | 4220-Blast Furnace Gas | KTOE | DE | 2011 | nrg_110a | 14.5073
Primary production | 5520 | 5520-Wind power | KTOE | FI | 2012 | nrg_110a | 1.7794
Primary production | 5520 | 5520-Wind power | KTOE | HR | 2012 | nrg_110a | 1.1849
Primary production | 5520 | 5520-Wind power | KTOE | MD | 2013 | nrg_110a | 0.0041868
Consumption in Gas Works | 6000 | 6000-Electrical energy | KTOE | ES | 2012 | nrg_110a | 0.38937
Consumption in Pipeline transport | 6000 | 6000-Electrical energy | KTOE | HR | 2012 | nrg_110a | 0.066989
Consumption in Pipeline transport | 6000 | 6000-Electrical energy | KTOE | LV | 2009 | nrg_110a | 0.041868
Imports | 6000 | 6000-Electrical energy | KTOE | RO | 2012 | nrg_110a | 14.0509
Imports | 6000 | 6000-Electrical energy | KTOE | ES | 2010 | nrg_110a | 18.7401
Consumption in Oil and gas extraction | 6000 | 6000-Electrical energy | KTOE | ES | 2011 | nrg_110a | 0.15491
Consumption in Oil and gas extraction | 6000 | 6000-Electrical energy | KTOE | FR | 2009 | nrg_110a | 1.8129
Consumption in Oil and gas extraction | 6000 | 6000-Electrical energy | KTOE | HR | 2009 | nrg_110a | 0.40612
Consumption in Oil and gas extraction | 6000 | 6000-Electrical energy | KTOE | IT | 2011 | nrg_110a | 1.1556
Primary production | 0 | 0000-All products | KTOE | SI | 2010 | nrg_100a | 158.3573
Primary production | 0 | 0000-All products | KTOE | SK | 2011 | nrg_100a | 258.3507
Primary production | 5520 | 5520-Wind power | KTOE | UA | 2009 | nrg_107a | 0.15491
Imports | 6000 | 6000-Electrical energy | KTOE | AL | 2013 | nrg_110a | 8.361
Transformation input in Coke Ovens | 0 | 0000-All products | KTOE | EE | 2014 | nrg_100a | 1.1346
Transformation input in BKB / PB Plants | 0 | 0000-All products | KTOE | EE | 2010 | nrg_100a | 1.4403
Primary production | 0 | 0000-All products | KTOE | NO | 2011 | nrg_100a | 8357.9414
Imports | 2112 | 2112-Patent Fuels | KTOE | AT | 2010 | nrg_101a | 0.381
Consumption in Oil and gas extraction | 6000 | 6000-Electrical energy | KTOE | SK | 2014 | nrg_105a | 0.033494
Consumption in Oil and gas extraction | 6000 | 6000-Electrical energy | KTOE | TR | 2010 | nrg_105a | 0.34332
Consumption in Oil and gas extraction | 0 | 0000-All products | KTOE | TR | 2012 | nrg_110a | 0.20097
Consumption in Oil and gas extraction | 0 | 0000-All products | KTOE | SI | 2010 | nrg_110a | 0.25121
Imports | 0 | 0000-All products | KTOE | NO | 2012 | nrg_110a | 291.2422
Transformation input in BKB / PB Plants | 0 | 0000-All products | KTOE | RS | 2010 | nrg_110a | 19.5105
Transformation output from Gas Works | 0 | 0000-All products | KTOE | EE | 2014 | nrg_100a | 6.4812
Imports | 6000 | 6000-Electrical energy | KTOE | BG | 2014 | nrg_100a | 15.5498
Imports | 6000 | 6000-Electrical energy | KTOE | SE | 2009 | nrg_100a | 49.555
Consumption in Gas Works | 6000 | 6000-Electrical energy | KTOE | UA | 2013 | nrg_100a | 0.24283
Consumption in Coal Mines | 6000 | 6000-Electrical energy | KTOE | FR | 2013 | nrg_100a | 0.20934
Consumption in Pipeline transport | 6000 | 6000-Electrical energy | KTOE | UA | 2011 | nrg_100a | 4.4464
Transformation input in Coke Ovens | 0 | 0000-All products | KTOE | CZ | 2012 | nrg_100a | 95.7605
Primary production | 0 | 0000-All products | KTOE | MD | 2013 | nrg_100a | 12.7111
Primary production | 0 | 0000-All products | KTOE | ME | 2009 | nrg_100a | 25.7111
Primary production | 0 | 0000-All products | KTOE | PL | 2012 | nrg_100a | 2971.4222
Primary production | 0 | 0000-All products | KTOE | PT | 2009 | nrg_100a | 206.225
Imports | 0 | 0000-All products | KTOE | CZ | 2010 | nrg_100a | 858.7001
Imports | 0 | 0000-All products | KTOE | SE | 2012 | nrg_100a | 1303.0787
Imports | 2112 | 2112-Patent Fuels | KTOE | RS | 2010 | nrg_101a | 0.058615
Imports | 6000 | 6000-Electrical energy | KTOE | BG | 2011 | nrg_105a | 5.2168
Imports | 6000 | 6000-Electrical energy | KTOE | EE | 2013 | nrg_105a | 9.7636
Consumption in Coal Mines | 6000 | 6000-Electrical energy | KTOE | ES | 2014 | nrg_105a | 1.6119
Consumption in Coal Mines | 6000 | 6000-Electrical energy | KTOE | HU | 2011 | nrg_105a | 1.4277
Consumption in Gas Works | 6000 | 6000-Electrical energy | KTOE | CZ | 2013 | nrg_105a | 0.15491
Consumption in Pipeline transport | 6000 | 6000-Electrical energy | KTOE | PT | 2014 | nrg_105a | 0.025121
Consumption in Coal Mines | 0 | 0000-All products | KTOE | EL | 2014 | nrg_110a | 2.8387
Primary production | 0 | 0000-All products | KTOE | MK | 2010 | nrg_110a | 67.6545
Primary production | 0 | 0000-All products | KTOE | RO | 2009 | nrg_110a | 1194.7829
Imports | 0 | 0000-All products | KTOE | BG | 2013 | nrg_110a | 493.1213
Imports | 0 | 0000-All products | KTOE | EE | 2011 | nrg_110a | 77.4558
Imports | 0 | 0000-All products | KTOE | SE | 2013 | nrg_110a | 1177.391
Consumption in BKB / PB Plants | 0 | 0000-All products | KTOE | LT | 2014 | nrg_110a | 0.046055
Consumption in Gas Works | 0 | 0000-All products | KTOE | SE | 2010 | nrg_110a | 0.27214
Consumption in Pipeline transport | 0 | 0000-All products | KTOE | RO | 2012 | nrg_110a | 0.46892
Consumption in Pipeline transport | 0 | 0000-All products | KTOE | SK | 2009 | nrg_110a | 17.0486
Consumption in Pipeline transport | 0 | 0000-All products | KTOE | UA | 2011 | nrg_110a | 141.3464
Consumption in Pipeline transport | 6000 | 6000-Electrical energy | KTOE | RO | 2010 | nrg_110a | 0.12979
Imports | 6000 | 6000-Electrical energy | KTOE | EE | 2014 | nrg_110a | 13.4271
Consumption in Gas Works | 0 | 0000-All products | KTOE | SE | 2010 | nrg_100a | 0.27214
Consumption in Pipeline transport | 0 | 0000-All products | KTOE | TR | 2013 | nrg_100a | 10.4168
Imports | 6000 | 6000-Electrical energy | KTOE | RO | 2012 | nrg_100a | 14.0509
Consumption in BKB / PB Plants | 6000 | 6000-Electrical energy | KTOE | RS | 2012 | nrg_100a | 0.74106
Consumption in Oil and gas extraction | 6000 | 6000-Electrical energy | KTOE | HU | 2011 | nrg_100a | 0.86248
Consumption in Coal Mines | 6000 | 6000-Electrical energy | KTOE | PT | 2011 | nrg_100a | 0.01256
Consumption in BKB / PB Plants | 6000 | 6000-Electrical energy | KTOE | IE | 2012 | nrg_100a | 0.33494
Consumption in Pipeline transport | 6000 | 6000-Electrical energy | KTOE | CZ | 2012 | nrg_100a | 0.18841
Consumption in Pipeline transport | 6000 | 6000-Electrical energy | KTOE | LV | 2013 | nrg_100a | 0.071176
Transformation input in Coke Ovens | 0 | 0000-All products | KTOE | SE | 2010 | nrg_100a | 56.4339
Transformation input in Gas Works | 0 | 0000-All products | KTOE | PL | 2010 | nrg_100a | 0.13816
Transformation input in Gas Works | 0 | 0000-All products | KTOE | SE | 2014 | nrg_100a | 0.30982
Transformation input in Patent Fuel Plants | 0 | 0000-All products | KTOE | UA | 2013 | nrg_100a | 0.72432
Transformation input in BKB / PB Plants | 0 | 0000-All products | KTOE | DE | 2009 | nrg_100a | 100.4455
Imports | 0 | 0000-All products | KTOE | EL | 2014 | nrg_100a | 1389.264
Imports | 0 | 0000-All products | KTOE | ME | 2014 | nrg_100a | 15.7884
Transformation output from Patent Fuel Plants | 0 | 0000-All products | KTOE | UK | 2009 | nrg_100a | 8.876
Transformation output from BKB / PB Plants | 0 | 0000-All products | KTOE | LT | 2009 | nrg_100a | 0.20097
Consumption in Oil and gas extraction | 0 | 0000-All products | KTOE | HU | 2012 | nrg_100a | 1.5491
Consumption in Coke Ovens | 4220 | 4220-Blast Furnace Gas | KTOE | FR | 2011 | nrg_103a | 10.9024
Imports | 6000 | 6000-Electrical energy | KTOE | RO | 2014 | nrg_105a | 10.1195
Consumption in Oil and gas extraction | 6000 | 6000-Electrical energy | KTOE | LT | 2012 | nrg_105a | 0.075362
Consumption in Coal Mines | 6000 | 6000-Electrical energy | KTOE | EE | 2012 | nrg_105a | 0.8876
Consumption in Coal Mines | 6000 | 6000-Electrical energy | KTOE | PT | 2013 | nrg_105a | 0.0041868
Consumption in Coke Ovens | 6000 | 6000-Electrical energy | KTOE | HU | 2009 | nrg_105a | 0.19259
Consumption in BKB / PB Plants | 6000 | 6000-Electrical energy | KTOE | IE | 2010 | nrg_105a | 0.32657
Consumption in BKB / PB Plants | 6000 | 6000-Electrical energy | KTOE | RS | 2014 | nrg_105a | 0.78293
Consumption in Pipeline transport | 6000 | 6000-Electrical energy | KTOE | HR | 2012 | nrg_105a | 0.066989
Consumption in Pipeline transport | 6000 | 6000-Electrical energy | KTOE | LV | 2009 | nrg_105a | 0.041868
Primary production | 5520 | 5520-Wind power | KTOE | BE | 2012 | nrg_107a | 9.9018
Primary production | 5520 | 5520-Wind power | KTOE | FR | 2014 | nrg_107a | 62.0944
Primary production | 5520 | 5520-Wind power | KTOE | HU | 2012 | nrg_107a | 2.7717
Transformation input in Coke Ovens | 0 | 0000-All products | KTOE | HU | 2011 | nrg_110a | 44.6564
Transformation output from Patent Fuel Plants | 0 | 0000-All products | KTOE | UA | 2013 | nrg_110a | 1.1137
Transformation output from BKB / PB Plants | 0 | 0000-All products | KTOE | UA | 2013 | nrg_110a | 5.38
Consumption in Coal Mines | 0 | 0000-All products | KTOE | EE | 2010 | nrg_110a | 1.57
Consumption in Coal Mines | 0 | 0000-All products | KTOE | MK | 2011 | nrg_110a | 0.51079
Primary production | 0 | 0000-All products | KTOE | AL | 2010 | nrg_110a | 67.6922
Primary production | 0 | 0000-All products | KTOE | FR | 2012 | nrg_110a | 5560.1918
Transformation input in Coke Ovens | 0 | 0000-All products | KTOE | AT | 2013 | nrg_110a | 52.3099
Transformation input in Gas Works | 0 | 0000-All products | KTOE | DK | 2012 | nrg_110a | 0.54847
Transformation input in Patent Fuel Plants | 0 | 0000-All products | KTOE | UK | 2013 | nrg_110a | 10.3707
Transformation output from Coke Ovens | 0 | 0000-All products | KTOE | HU | 2011 | nrg_110a | 41.1521
Transformation output from Coke Ovens | 0 | 0000-All products | KTOE | SK | 2012 | nrg_110a | 58.4017
Consumption in Pipeline transport | 0 | 0000-All products | KTOE | DE | 2010 | nrg_110a | 15.173
Consumption in Pipeline transport | 0 | 0000-All products | KTOE | HU | 2014 | nrg_110a | 1.6412
Transformation output from Patent Fuel Plants | 2112 | 2112-Patent Fuels | KTOE | UK | 2011 | nrg_110a | 8.4657
Consumption in Coke Ovens | 4220 | 4220-Blast Furnace Gas | KTOE | DE | 2009 | nrg_110a | 10.6052
Primary production | 5520 | 5520-Wind power | KTOE | AT | 2014 | nrg_110a | 13.8457
Primary production | 5520 | 5520-Wind power | KTOE | FI | 2010 | nrg_110a | 1.0593
Primary production | 5520 | 5520-Wind power | KTOE | FR | 2013 | nrg_110a | 57.7234
Primary production | 5520 | 5520-Wind power | KTOE | HR | 2010 | nrg_110a | 0.50242
Consumption in Gas Works | 6000 | 6000-Electrical energy | KTOE | ES | 2010 | nrg_110a | 0.16329
Consumption in Pipeline transport | 6000 | 6000-Electrical energy | KTOE | HR | 2010 | nrg_110a | 0.083736
Imports | 6000 | 6000-Electrical energy | KTOE | RO | 2010 | nrg_110a | 2.7633
Consumption in Oil and gas extraction | 6000 | 6000-Electrical energy | KTOE | ES | 2009 | nrg_110a | 0.16747
Consumption in Oil and gas extraction | 6000 | 6000-Electrical energy | KTOE | LT | 2014 | nrg_110a | 0.079549
Consumption in Oil and gas extraction | 6000 | 6000-Electrical energy | KTOE | IT | 2009 | nrg_110a | 1.2267
Consumption in Coke Ovens | 6000 | 6000-Electrical energy | KTOE | FR | 2010 | nrg_110a | 0.0041868
Transformation output from Coke Ovens | 0 | 0000-All products | KTOE | ES | 2009 | nrg_100a | 70.1163
Primary production | 0 | 0000-All products | KTOE | SK | 2010 | nrg_110a | 250.132
Primary production | 5520 | 5520-Wind power | KTOE | TR | 2009 | nrg_107a | 5.38
Primary production | 0 | 0000-All products | KTOE | TR | 2013 | nrg_110a | 1352.977
Imports | 6000 | 6000-Electrical energy | KTOE | AL | 2009 | nrg_100a | 6.791
Imports | 6000 | 6000-Electrical energy | KTOE | PL | 2011 | nrg_100a | 24.409
Transformation input in Coke Ovens | 0 | 0000-All products | KTOE | ES | 2010 | nrg_100a | 77.2925
Imports | 0 | 0000-All products | KTOE | AT | 2013 | nrg_100a | 1190.9771
Imports | 6000 | 6000-Electrical energy | KTOE | AL | 2013 | nrg_105a | 8.361
Primary production | 5520 | 5520-Wind power | KTOE | PL | 2012 | nrg_107a | 17.0905
Imports | 0 | 0000-All products | KTOE | AT | 2009 | nrg_110a | 1156.2183
Transformation input in BKB / PB Plants | 0 | 0000-All products | KTOE | EE | 2010 | nrg_110a | 1.4403
Imports | 2112 | 2112-Patent Fuels | KTOE | PL | 2013 | nrg_110a | 0.35169
Primary production | 5520 | 5520-Wind power | KTOE | NO | 2013 | nrg_110a | 6.7701
Consumption in Oil and gas extraction | 6000 | 6000-Electrical energy | KTOE | SK | 2010 | nrg_110a | 0.037681
Consumption in Oil and gas extraction | 6000 | 6000-Electrical energy | KTOE | TR | 2014 | nrg_110a | 0.25539
Transformation output from Gas Works | 0 | 0000-All products | KTOE | CZ | 2014 | nrg_100a | 15.5205
Consumption in Oil and gas extraction | 0 | 0000-All products | KTOE | SI | 2010 | nrg_100a | 0.25121
Consumption in Oil and gas extraction | 0 | 0000-All products | KTOE | TR | 2012 | nrg_100a | 0.20097
Consumption in Oil and gas extraction | 0 | 0000-All products | KTOE | SK | 2014 | nrg_100a | 0.381
Imports | 6000 | 6000-Electrical energy | KTOE | RS | 2010 | nrg_100a | 20.2306
Imports | 6000 | 6000-Electrical energy | KTOE | RS | 2013 | nrg_105a | 14.6789
Consumption in Coal Mines | 6000 | 6000-Electrical energy | KTOE | EL | 2010 | nrg_105a | 3.4499
Primary production | 5520 | 5520-Wind power | KTOE | PT | 2013 | nrg_107a | 43.2496
Primary production | 5520 | 5520-Wind power | KTOE | RO | 2013 | nrg_107a | 16.2741
Consumption in Coal Mines | 0 | 0000-All products | KTOE | ES | 2014 | nrg_110a | 2.4158
Imports | 0 | 0000-All products | KTOE | RS | 2011 | nrg_110a | 244.9194
Transformation input in Coke Ovens | 0 | 0000-All products | KTOE | DE | 2012 | nrg_110a | 337.9543
Consumption in Gas Works | 0 | 0000-All products | KTOE | CZ | 2009 | nrg_110a | 5.468
Consumption in Gas Works | 0 | 0000-All products | KTOE | UA | 2014 | nrg_110a | 15.2483
Primary production | 2210 | 2210-Lignite/Brown Coal | KTOE | SI | 2012 | nrg_110a | 45.7701
Primary production | 4000 | 4000-Gas | KTOE | SI | 2010 | nrg_100a | 0.25121
Primary production | 4100 | 4100-Natural gas | KTOE | SI | 2009 | nrg_103a | 0.10886
Primary production | 4000 | 4000-Gas | KTOE | SI | 2010 | nrg_110a | 0.25121
Primary production | 7200 | 7200-Waste (non-renewable) | KTOE | SK | 2014 | nrg_100a | 6.3053
Primary production | 3105 | 3105-Crude oil (without NGL) | KTOE | SK | 2012 | nrg_102a | 0.44799
Primary production | 4000 | 4000-Gas | KTOE | SK | 2010 | nrg_100a | 3.6969
Primary production | 7200 | 7200-Waste (non-renewable) | KTOE | SK | 2013 | nrg_110a | 5.6145
Primary production | 4000 | 4000-Gas | KTOE | TR | 2011 | nrg_100a | 26.1884
Primary production | 2210 | 2210-Lignite/Brown Coal | KTOE | TR | 2009 | nrg_110a | 654.4973
Primary production | 4100 | 4100-Natural gas | KTOE | TR | 2010 | nrg_103a | 23.5214
Primary production | 4000 | 4000-Gas | KTOE | TR | 2014 | nrg_110a | 16.5211
Imports | 3105 | 3105-Crude oil (without NGL) | KTOE | AL | 2011 | nrg_102a | 4.0612
Imports | 3270A | 3270A-Total fuel oil | KTOE | NO | 2012 | nrg_102a | 48.0812
Imports | 3270A | 3270A-Total fuel oil | KTOE | AT | 2011 | nrg_102a | 3.4415
Imports | 3270A | 3270A-Total fuel oil | KTOE | AL | 2010 | nrg_102a | 0.20097
Transformation output from Gas Works | 4000 | 4000-Gas | KTOE | CZ | 2014 | nrg_103a | 15.5205
Consumption in Oil and gas extraction | 4000 | 4000-Gas | KTOE | SK | 2014 | nrg_103a | 0.3475
Consumption in Oil and gas extraction | 4100 | 4100-Natural gas | KTOE | UA | 2009 | nrg_103a | 23.8396
Primary production | 7200 | 7200-Waste (non-renewable) | KTOE | PL | 2013 | nrg_108a | 18.8825
Imports | 3105 | 3105-Crude oil (without NGL) | KTOE | NO | 2014 | nrg_110a | 51.9707
Imports | 3105 | 3105-Crude oil (without NGL) | KTOE | PL | 2012 | nrg_110a | 1005.1921
Consumption in Oil and gas extraction | 4000 | 4000-Gas | KTOE | SI | 2010 | nrg_110a | 0.25121
Transformation output from Gas Works | 4000 | 4000-Gas | KTOE | EE | 2012 | nrg_110a | 6.6779
Imports | 4100 | 4100-Natural gas | KTOE | PL | 2014 | nrg_110a | 406.5048
Consumption in Oil and gas extraction | 4000 | 4000-Gas | KTOE | SI | 2014 | nrg_100a | 0.10886
Consumption in Oil and gas extraction | 4000 | 4000-Gas | KTOE | UA | 2010 | nrg_100a | 28.2986
Imports | 2210 | 2210-Lignite/Brown Coal | KTOE | RS | 2009 | nrg_101a | 4.8148
Imports | 3105 | 3105-Crude oil (without NGL) | KTOE | RO | 2013 | nrg_102a | 227.8331
Imports | 3270A | 3270A-Total fuel oil | KTOE | RO | 2012 | nrg_102a | 0.079549
Imports | 3270A | 3270A-Total fuel oil | KTOE | PL | 2013 | nrg_102a | 2.4786
Imports | 4100 | 4100-Natural gas | KTOE | RS | 2013 | nrg_103a | 62.9234
Consumption in Pipeline transport | 4100 | 4100-Natural gas | KTOE | RS | 2012 | nrg_103a | 0.037681
Consumption in Pipeline transport | 4100 | 4100-Natural gas | KTOE | TR | 2011 | nrg_103a | 6.5942
Imports | 4000 | 4000-Gas | KTOE | RO | 2009 | nrg_103a | 66.9093
Imports | 7200 | 7200-Waste (non-renewable) | KTOE | PT | 2013 | nrg_108a | 1.0886
Primary production | 7200 | 7200-Waste (non-renewable) | KTOE | PT | 2011 | nrg_108a | 6.2509
Imports | 2210 | 2210-Lignite/Brown Coal | KTOE | RS | 2013 | nrg_110a | 5.1916
Imports | 3270A | 3270A-Total fuel oil | KTOE | PT | 2014 | nrg_110a | 9.5585
Consumption in Coal Mines | 3270A | 3270A-Total fuel oil | KTOE | EE | 2012 | nrg_110a | 0.12142
Primary production | 4000 | 4000-Gas | KTOE | PL | 2012 | nrg_110a | 163.5699
Imports | 4000 | 4000-Gas | KTOE | RS | 2014 | nrg_110a | 46.4944
Consumption in Coal Mines | 4000 | 4000-Gas | KTOE | ES | 2012 | nrg_110a | 0.041868
Consumption in Gas Works | 4000 | 4000-Gas | KTOE | UA | 2014 | nrg_110a | 14.0676
Consumption in Pipeline transport | 4000 | 4000-Gas | KTOE | RS | 2014 | nrg_110a | 0.075362
Imports | 4100 | 4100-Natural gas | KTOE | RS | 2012 | nrg_110a | 59.6661
Imports | 4100 | 4100-Natural gas | KTOE | RO | 2009 | nrg_110a | 66.9093
Consumption in Coal Mines | 4100 | 4100-Natural gas | KTOE | ES | 2014 | nrg_110a | 0.029308
Consumption in Pipeline transport | 4100 | 4100-Natural gas | KTOE | PL | 2012 | nrg_110a | 10.8061
Consumption in Pipeline transport | 4100 | 4100-Natural gas | KTOE | SK | 2010 | nrg_110a | 16.1862
Primary production | 7200 | 7200-Waste (non-renewable) | KTOE | PL | 2014 | nrg_110a | 21.5495
Primary production | 7200 | 7200-Waste (non-renewable) | KTOE | PT | 2009 | nrg_110a | 5.849
Imports | 7200 | 7200-Waste (non-renewable) | KTOE | PT | 2011 | nrg_100a | 1.2895
Consumption in Gas Works | 4000 | 4000-Gas | KTOE | SE | 2010 | nrg_100a | 0.25121
Consumption in Pipeline transport | 4000 | 4000-Gas | KTOE | TR | 2013 | nrg_100a | 9.8222
Imports | 2210 | 2210-Lignite/Brown Coal | KTOE | ME | 2014 | nrg_101a | 0.029308
Transformation input in BKB / PB Plants | 2210 | 2210-Lignite/Brown Coal | KTOE | DE | 2013 | nrg_101a | 145.4787
Primary production | 3105 | 3105-Crude oil (without NGL) | KTOE | AT | 2012 | nrg_102a | 34.8467
Primary production | 3105 | 3105-Crude oil (without NGL) | KTOE | MD | 2009 | nrg_102a | 0.67407
Imports | 3105 | 3105-Crude oil (without NGL) | KTOE | EL | 2012 | nrg_102a | 891.3111
Imports | 3105 | 3105-Crude oil (without NGL) | KTOE | ES | 2012 | nrg_102a | 2466.8165
Imports | 3270A | 3270A-Total fuel oil | KTOE | ME | 2010 | nrg_102a | 0.43961
Imports | 3270A | 3270A-Total fuel oil | KTOE | EE | 2011 | nrg_102a | 6.7617
Consumption in Coal Mines | 3270A | 3270A-Total fuel oil | KTOE | EE | 2014 | nrg_102a | 0.12142
Transformation output from Coke Ovens | 4000 | 4000-Gas | KTOE | FR | 2009 | nrg_103a | 22.391
Consumption in Pipeline transport | 0 | 0000-All products | KTOE | RS | 2014 | nrg_110a | 0.075362
Primary production | 5520 | 5520-Wind power | KTOE | PL | 2014 | nrg_110a | 27.6329
Primary production | 5520 | 5520-Wind power | KTOE | PT | 2011 | nrg_110a | 32.9794
Consumption in Gas Works | 6000 | 6000-Electrical energy | KTOE | UA | 2014 | nrg_110a | 0.19259
Consumption in Pipeline transport | 6000 | 6000-Electrical energy | KTOE | PT | 2014 | nrg_110a | 0.025121
Consumption in Pipeline transport | 6000 | 6000-Electrical energy | KTOE | PL | 2012 | nrg_110a | 1.1095
Imports | 6000 | 6000-Electrical energy | KTOE | RS | 2009 | nrg_110a | 18.6606
Consumption in Coal Mines | 6000 | 6000-Electrical energy | KTOE | ES | 2010 | nrg_110a | 0.48986
Consumption in Coal Mines | 6000 | 6000-Electrical energy | KTOE | FR | 2009 | nrg_110a | 0.21353
Consumption in Coal Mines | 0 | 0000-All products | KTOE | EL | 2014 | nrg_100a | 2.8387
Consumption in Coal Mines | 0 | 0000-All products | KTOE | ES | 2012 | nrg_100a | 0.55684
Consumption in BKB / PB Plants | 0 | 0000-All products | KTOE | LT | 2010 | nrg_100a | 0.029308
Consumption in Gas Works | 0 | 0000-All products | KTOE | CZ | 2010 | nrg_100a | 5.8197
Consumption in Gas Works | 0 | 0000-All products | KTOE | UA | 2014 | nrg_100a | 15.2483
Consumption in Pipeline transport | 0 | 0000-All products | KTOE | RO | 2014 | nrg_100a | 0.21353
Consumption in Pipeline transport | 0 | 0000-All products | KTOE | SK | 2011 | nrg_100a | 17.8441
Imports | 6000 | 6000-Electrical energy | KTOE | EL | 2012 | nrg_100a | 21.4364
Imports | 6000 | 6000-Electrical energy | KTOE | PT | 2009 | nrg_100a | 27.3524
Consumption in Gas Works | 6000 | 6000-Electrical energy | KTOE | ES | 2010 | nrg_100a | 0.16329
Consumption in Coal Mines | 6000 | 6000-Electrical energy | KTOE | MK | 2011 | nrg_100a | 0.42287
Consumption in Coke Ovens | 6000 | 6000-Electrical energy | KTOE | DE | 2009 | nrg_100a | 1.0132
Consumption in Coke Ovens | 6000 | 6000-Electrical energy | KTOE | FR | 2012 | nrg_100a | 0.0083736
Consumption in Pipeline transport | 6000 | 6000-Electrical energy | KTOE | LT | 2011 | nrg_100a | 0.09211
Consumption in Pipeline transport | 6000 | 6000-Electrical energy | KTOE | MD | 2011 | nrg_100a | 0.033494
Transformation input in Patent Fuel Plants | 0 | 0000-All products | KTOE | UK | 2009 | nrg_100a | 9.705
Primary production | 0 | 0000-All products | KTOE | AL | 2012 | nrg_100a | 69.6432
Primary production | 0 | 0000-All products | KTOE | AT | 2012 | nrg_100a | 521.0514
Primary production | 0 | 0000-All products | KTOE | UA | 2010 | nrg_100a | 3234.5165
Imports | 0 | 0000-All products | KTOE | MT | 2013 | nrg_100a | 95.6558
Imports | 0 | 0000-All products | KTOE | NL | 2014 | nrg_100a | 8109.639
Imports | 0 | 0000-All products | KTOE | MK | 2011 | nrg_100a | 74.4204
Imports | 0 | 0000-All products | KTOE | RO | 2012 | nrg_100a | 505.0579
Imports | 0 | 0000-All products | KTOE | PT | 2011 | nrg_100a | 930.6084
Consumption in Oil and gas extraction | 0 | 0000-All products | KTOE | FR | 2009 | nrg_100a | 2.4158
Consumption in Oil and gas extraction | 0 | 0000-All products | KTOE | HR | 2009 | nrg_100a | 7.0966
Transformation output from Patent Fuel Plants | 2112 | 2112-Patent Fuels | KTOE | UK | 2013 | nrg_101a | 9.8432
Imports | 6000 | 6000-Electrical energy | KTOE | ES | 2012 | nrg_105a | 28.0348
Imports | 6000 | 6000-Electrical energy | KTOE | ME | 2014 | nrg_105a | 3.2155
Imports | 6000 | 6000-Electrical energy | KTOE | PT | 2010 | nrg_105a | 20.9298
Consumption in Oil and gas extraction | 6000 | 6000-Electrical energy | KTOE | ES | 2013 | nrg_105a | 0.087923
Consumption in Oil and gas extraction | 6000 | 6000-Electrical energy | KTOE | FR | 2013 | nrg_105a | 1.658
Consumption in Oil and gas extraction | 6000 | 6000-Electrical energy | KTOE | HR | 2013 | nrg_105a | 0.39356
Consumption in Coal Mines | 6000 | 6000-Electrical energy | KTOE | RO | 2010 | nrg_105a | 3.563
Consumption in Gas Works | 6000 | 6000-Electrical energy | KTOE | ES | 2012 | nrg_105a | 0.38937
Consumption in Pipeline transport | 6000 | 6000-Electrical energy | KTOE | CZ | 2012 | nrg_105a | 0.18841
Consumption in Pipeline transport | 6000 | 6000-Electrical energy | KTOE | MD | 2011 | nrg_105a | 0.033494
Primary production | 5520 | 5520-Wind power | KTOE | MD | 2013 | nrg_107a | 0.0041868
Transformation input in Coke Ovens | 0 | 0000-All products | KTOE | RO | 2010 | nrg_110a | 0.083736
Consumption in Coke Ovens | 0 | 0000-All products | KTOE | DE | 2009 | nrg_110a | 20.4651
Consumption in Coke Ovens | 0 | 0000-All products | KTOE | HU | 2011 | nrg_110a | 3.249
Primary production | 0 | 0000-All products | KTOE | BE | 2012 | nrg_110a | 583.2422
Primary production | 0 | 0000-All products | KTOE | XK | 2014 | nrg_110a | 67.1981
Imports | 0 | 0000-All products | KTOE | EL | 2010 | nrg_110a | 1328.4716
Imports | 0 | 0000-All products | KTOE | PT | 2012 | nrg_110a | 936.8216
Imports | 0 | 0000-All products | KTOE | RO | 2009 | nrg_110a | 492.6775
Consumption in BKB / PB Plants | 0 | 0000-All products | KTOE | RS | 2014 | nrg_110a | 0.78293
Transformation input in Gas Works | 0 | 0000-All products | KTOE | PL | 2012 | nrg_110a | 0.09211
Transformation input in BKB / PB Plants | 0 | 0000-All products | KTOE | DE | 2009 | nrg_110a | 100.4455
Transformation output from Coke Ovens | 0 | 0000-All products | KTOE | ES | 2011 | nrg_110a | 74.7972
Transformation output from Coke Ovens | 0 | 0000-All products | KTOE | IT | 2009 | nrg_110a | 90.1251
Consumption in Pipeline transport | 0 | 0000-All products | KTOE | HR | 2012 | nrg_110a | 0.066989
Consumption in Pipeline transport | 0 | 0000-All products | KTOE | FR | 2010 | nrg_110a | 0.066989
Consumption in Pipeline transport | 0 | 0000-All products | KTOE | LV | 2009 | nrg_110a | 0.041868
Consumption in Coke Ovens | 4220 | 4220-Blast Furnace Gas | KTOE | FR | 2012 | nrg_110a | 9.5459
Primary production | 5520 | 5520-Wind power | KTOE | LV | 2010 | nrg_110a | 0.17585
Primary production | 5520 | 5520-Wind power | KTOE | XK | 2010 | nrg_110a | 0.0041868
Consumption in Pipeline transport | 6000 | 6000-Electrical energy | KTOE | CZ | 2014 | nrg_110a | 0.19259
Consumption in Pipeline transport | 6000 | 6000-Electrical energy | KTOE | IT | 2011 | nrg_110a | 1.6161
Imports | 6000 | 6000-Electrical energy | KTOE | ME | 2010 | nrg_110a | 2.6335
Imports | 6000 | 6000-Electrical energy | KTOE | PT | 2011 | nrg_110a | 24.2709
Imports | 6000 | 6000-Electrical energy | KTOE | EL | 2014 | nrg_110a | 34.0596
Consumption in Coal Mines | 6000 | 6000-Electrical energy | KTOE | HU | 2009 | nrg_110a | 1.457
Consumption in Coal Mines | 6000 | 6000-Electrical energy | KTOE | RO | 2011 | nrg_110a | 3.4206
Consumption in Coal Mines | 6000 | 6000-Electrical energy | KTOE | PT | 2013 | nrg_110a | 0.0041868
Transformation output from Coke Ovens | 0 | 0000-All products | KTOE | FI | 2013 | nrg_100a | 33.6744
Transformation output from Coke Ovens | 0 | 0000-All products | KTOE | FR | 2009 | nrg_100a | 116.8201
Consumption in Coal Mines | 0 | 0000-All products | KTOE | HU | 2014 | nrg_100a | 0.95459
Consumption in Pipeline transport | 0 | 0000-All products | KTOE | DE | 2012 | nrg_100a | 12.6818
Primary production | 5520 | 5520-Wind power | KTOE | SK | 2011 | nrg_107a | 0.016747
Primary production | 5520 | 5520-Wind power | KTOE | SK | 2012 | nrg_110a | 0.020934
Primary production | 5520 | 5520-Wind power | KTOE | TR | 2014 | nrg_107a | 30.6725
Primary production | 0 | 0000-All products | KTOE | TR | 2013 | nrg_100a | 1352.977
Imports | 6000 | 6000-Electrical energy | KTOE | AL | 2014 | nrg_100a | 11.6979
Imports | 6000 | 6000-Electrical energy | KTOE | AT | 2012 | nrg_100a | 83.7486
Consumption in Oil and gas extraction | 6000 | 6000-Electrical energy | KTOE | SK | 2013 | nrg_100a | 0.037681
Consumption in Oil and gas extraction | 6000 | 6000-Electrical energy | KTOE | TR | 2011 | nrg_100a | 0.28889
Transformation input in BKB / PB Plants | 0 | 0000-All products | KTOE | RS | 2011 | nrg_100a | 23.1195
Imports | 0 | 0000-All products | KTOE | PL | 2009 | nrg_100a | 1790.0663
Imports | 2112 | 2112-Patent Fuels | KTOE | PL | 2011 | nrg_101a | 0.58615
Imports | 6000 | 6000-Electrical energy | KTOE | NO | 2010 | nrg_105a | 52.8249
Imports | 0 | 0000-All products | KTOE | AT | 2014 | nrg_110a | 1173.9075
Imports | 0 | 0000-All products | KTOE | AL | 2011 | nrg_110a | 66.2645
Imports | 0 | 0000-All products | KTOE | PL | 2013 | nrg_110a | 1895.5821
Transformation input in Coke Ovens | 0 | 0000-All products | KTOE | ES | 2009 | nrg_110a | 66.7543
Transformation output from Gas Works | 0 | 0000-All products | KTOE | EE | 2009 | nrg_110a | 5.7234
Imports | 6000 | 6000-Electrical energy | KTOE | PL | 2012 | nrg_110a | 35.2905
Imports | 6000 | 6000-Electrical energy | KTOE | AT | 2010 | nrg_110a | 71.632
Imports | 6000 | 6000-Electrical energy | KTOE | PT | 2014 | nrg_100a | 26.088
Consumption in Coal Mines | 6000 | 6000-Electrical energy | KTOE | EE | 2011 | nrg_100a | 0.82061
Consumption in Coal Mines | 6000 | 6000-Electrical energy | KTOE | EL | 2013 | nrg_100a | 3.2196
Consumption in Coal Mines | 6000 | 6000-Electrical energy | KTOE | ES | 2009 | nrg_100a | 0.83736
Consumption in Gas Works | 6000 | 6000-Electrical energy | KTOE | UA | 2011 | nrg_105a | 0.41868
Consumption in Pipeline transport | 6000 | 6000-Electrical energy | KTOE | RO | 2013 | nrg_105a | 0.066989
Primary production | 0 | 0000-All products | KTOE | PT | 2010 | nrg_110a | 242.8428
Imports | 0 | 0000-All products | KTOE | CY | 2012 | nrg_110a | 109.9956
Consumption in Gas Works | 0 | 0000-All products | KTOE | CZ | 2014 | nrg_110a | 3.5965
Consumption in Pipeline transport | 0 | 0000-All products | KTOE | TR | 2012 | nrg_110a | 7.3395
Consumption in Gas Works | 6000 | 6000-Electrical energy | KTOE | CZ | 2012 | nrg_110a | 0.1591
Consumption in Pipeline transport | 6000 | 6000-Electrical energy | KTOE | TR | 2010 | nrg_110a | 0.72432
Imports | 6000 | 6000-Electrical energy | KTOE | RS | 2014 | nrg_110a | 25.2297
Imports | 6000 | 6000-Electrical energy | KTOE | CZ | 2012 | nrg_110a | 41.7131
Consumption in Coal Mines | 6000 | 6000-Electrical energy | KTOE | FR | 2014 | nrg_110a | 0.15491
Consumption in Coal Mines | 0 | 0000-All products | KTOE | EE | 2009 | nrg_100a | 1.6705
Consumption in Coal Mines | 0 | 0000-All products | KTOE | FR | 2012 | nrg_100a | 0.24283
Consumption in Pipeline transport | 0 | 0000-All products | KTOE | RS | 2013 | nrg_100a | 0.079549
Consumption in Pipeline transport | 0 | 0000-All products | KTOE | PT | 2011 | nrg_100a | 0.046055
Consumption in Pipeline transport | 0 | 0000-All products | KTOE | UA | 2012 | nrg_100a | 87.5041
Imports | 6000 | 6000-Electrical energy | KTOE | EE | 2012 | nrg_100a | 9.7552
Imports | 6000 | 6000-Electrical energy | KTOE | ES | 2011 | nrg_100a | 28.554
Imports | 6000 | 6000-Electrical energy | KTOE | MK | 2012 | nrg_100a | 9.8683
Consumption in Oil and gas extraction | 6000 | 6000-Electrical energy | KTOE | ES | 2012 | nrg_100a | 0.15072
Consumption in Oil and gas extraction | 6000 | 6000-Electrical energy | KTOE | FR | 2012 | nrg_100a | 1.8631
Consumption in Oil and gas extraction | 6000 | 6000-Electrical energy | KTOE | HR | 2012 | nrg_100a | 0.36425
Consumption in Oil and gas extraction | 6000 | 6000-Electrical energy | KTOE | IT | 2014 | nrg_100a | 1.3063
Transformation output from Coke Ovens | 4000 | 4000-Gas | KTOE | FI | 2013 | nrg_103a | 7.486
Consumption in Coal Mines | 4000 | 4000-Gas | KTOE | RO | 2010 | nrg_103a | 0.054428
Consumption in Coke Ovens | 4000 | 4000-Gas | KTOE | DE | 2013 | nrg_103a | 22.8976
Consumption in Pipeline transport | 4000 | 4000-Gas | KTOE | FI | 2010 | nrg_103a | 0.39775
Consumption in Pipeline transport | 4000 | 4000-Gas | KTOE | FR | 2012 | nrg_103a | 0.033494
Consumption in Pipeline transport | 4000 | 4000-Gas | KTOE | LT | 2011 | nrg_103a | 0.73688
Consumption in Pipeline transport | 4000 | 4000-Gas | KTOE | PL | 2011 | nrg_103a | 9.2989
Primary production | 4100 | 4100-Natural gas | KTOE | MD | 2012 | nrg_103a | 0.0041868
Imports | 4100 | 4100-Natural gas | KTOE | EE | 2013 | nrg_103a | 23.2326
Imports | 4100 | 4100-Natural gas | KTOE | EL | 2011 | nrg_103a | 166.3625
Consumption in Oil and gas extraction | 4100 | 4100-Natural gas | KTOE | FR | 2011 | nrg_103a | 0.8248
Consumption in Oil and gas extraction | 4100 | 4100-Natural gas | KTOE | HR | 2011 | nrg_103a | 5.1246
Consumption in Coal Mines | 4100 | 4100-Natural gas | KTOE | RO | 2011 | nrg_103a | 0.058615
Consumption in Coke Ovens | 4100 | 4100-Natural gas | KTOE | FR | 2009 | nrg_103a | 0.075362
Consumption in Pipeline transport | 4100 | 4100-Natural gas | KTOE | EL | 2010 | nrg_103a | 0.01256
Consumption in Pipeline transport | 4100 | 4100-Natural gas | KTOE | LT | 2013 | nrg_103a | 1.0718
Primary production | 4000 | 4000-Gas | KTOE | AL | 2012 | nrg_103a | 0.55266
Primary production | 4000 | 4000-Gas | KTOE | AT | 2012 | nrg_103a | 61.9479
Imports | 4000 | 4000-Gas | KTOE | EE | 2010 | nrg_103a | 23.5508
Primary production | 7200 | 7200-Waste (non-renewable) | KTOE | BE | 2012 | nrg_108a | 29.8226
Primary production | 7200 | 7200-Waste (non-renewable) | KTOE | FR | 2012 | nrg_108a | 52.4648
Primary production | 7200 | 7200-Waste (non-renewable) | KTOE | HU | 2012 | nrg_108a | 3.6886
Primary production | 2210 | 2210-Lignite/Brown Coal | KTOE | AL | 2011 | nrg_110a | 0.050242
Imports | 2210 | 2210-Lignite/Brown Coal | KTOE | ME | 2014 | nrg_110a | 0.029308
Primary production | 3105 | 3105-Crude oil (without NGL) | KTOE | AT | 2010 | nrg_110a | 36.2033
Primary production | 3105 | 3105-Crude oil (without NGL) | KTOE | FR | 2013 | nrg_110a | 33.7917
Primary production | 3105 | 3105-Crude oil (without NGL) | KTOE | HR | 2014 | nrg_110a | 22.9227
Imports | 3105 | 3105-Crude oil (without NGL) | KTOE | ES | 2012 | nrg_110a | 2466.8165
Imports | 3270A | 3270A-Total fuel oil | KTOE | EL | 2009 | nrg_110a | 73.8007
Imports | 3270A | 3270A-Total fuel oil | KTOE | ES | 2012 | nrg_110a | 129.3219
Primary production | 4000 | 4000-Gas | KTOE | FR | 2013 | nrg_110a | 12.1124
Primary production | 4000 | 4000-Gas | KTOE | HR | 2010 | nrg_110a | 92.7251
Imports | 4000 | 4000-Gas | KTOE | EL | 2013 | nrg_110a | 135.4304
Imports | 4000 | 4000-Gas | KTOE | MK | 2009 | nrg_110a | 2.6963
Consumption in Oil and gas extraction | 4000 | 4000-Gas | KTOE | FR | 2013 | nrg_110a | 0.90016
Consumption in Oil and gas extraction | 4000 | 4000-Gas | KTOE | HR | 2013 | nrg_110a | 3.2783
Transformation output from Coke Ovens | 4000 | 4000-Gas | KTOE | NL | 2012 | nrg_110a | 15.9224
Transformation output from Coke Ovens | 4000 | 4000-Gas | KTOE | RO | 2010 | nrg_110a | 0.01256
Transformation output from Coke Ovens | 4000 | 4000-Gas | KTOE | SK | 2010 | nrg_110a | 12.1878
Consumption in Pipeline transport | 4000 | 4000-Gas | KTOE | FR | 2010 | nrg_110a | 0.066989
Imports | 4100 | 4100-Natural gas | KTOE | EE | 2011 | nrg_110a | 21.0722
Imports | 4100 | 4100-Natural gas | KTOE | EL | 2012 | nrg_110a | 153.8188
Primary production | 2210 | 2210-Lignite/Brown Coal | KTOE | SI | 2010 | nrg_110a | 50.0741
Primary production | 4100 | 4100-Natural gas | KTOE | SI | 2014 | nrg_110a | 0.10886
Primary production | 5100 | 5100-Nuclear heat | KTOE | SI | 2013 | nrg_100a | 57.2419
Primary production | 7200 | 7200-Waste (non-renewable) | KTOE | SK | 2012 | nrg_100a | 1.8045
Primary production | 3105 | 3105-Crude oil (without NGL) | KTOE | SK | 2010 | nrg_102a | 0.53172
Primary production | 4100 | 4100-Natural gas | KTOE | SK | 2014 | nrg_110a | 3.5085
Primary production | 5100 | 5100-Nuclear heat | KTOE | SK | 2013 | nrg_104a | 171.9226
Primary production | 7200 | 7200-Waste (non-renewable) | KTOE | SK | 2011 | nrg_110a | 1.4235
Primary production | 3105 | 3105-Crude oil (without NGL) | KTOE | TR | 2013 | nrg_102a | 103.9834
Primary production | 4000 | 4000-Gas | KTOE | TR | 2009 | nrg_100a | 23.601
Primary production | 3105 | 3105-Crude oil (without NGL) | KTOE | TR | 2013 | nrg_110a | 103.9834
Primary production | 4000 | 4000-Gas | KTOE | TR | 2014 | nrg_103a | 16.5211
Primary production | 4000 | 4000-Gas | KTOE | TR | 2012 | nrg_110a | 21.8007
Imports | 3270A | 3270A-Total fuel oil | KTOE | NO | 2010 | nrg_102a | 64.4809
Imports | 3270A | 3270A-Total fuel oil | KTOE | AT | 2009 | nrg_102a | 4.3585
Transformation output from Gas Works | 4000 | 4000-Gas | KTOE | CZ | 2012 | nrg_103a | 15.2274
Consumption in Oil and gas extraction | 4000 | 4000-Gas | KTOE | SK | 2012 | nrg_103a | 0.61965
Primary production | 7200 | 7200-Waste (non-renewable) | KTOE | PL | 2011 | nrg_108a | 18.447
Imports | 3105 | 3105-Crude oil (without NGL) | KTOE | PL | 2010 | nrg_110a | 941.6364
Transformation output from Gas Works | 4000 | 4000-Gas | KTOE | EE | 2010 | nrg_110a | 6.4142
Imports | 4100 | 4100-Natural gas | KTOE | PL | 2012 | nrg_110a | 420.4971
Consumption in Oil and gas extraction | 4100 | 4100-Natural gas | KTOE | SK | 2014 | nrg_110a | 0.3475
Primary production | 7200 | 7200-Waste (non-renewable) | KTOE | NO | 2013 | nrg_110a | 8.5662
Consumption in Coal Mines | 6000 | 6000-Electrical energy | KTOE | HU | 2013 | nrg_100a | 1.3775
Consumption in Coal Mines | 6000 | 6000-Electrical energy | KTOE | PL | 2011 | nrg_100a | 22.3994
Consumption in Coke Ovens | 6000 | 6000-Electrical energy | KTOE | DE | 2014 | nrg_100a | 1.0802
Consumption in Pipeline transport | 6000 | 6000-Electrical energy | KTOE | IT | 2010 | nrg_100a | 1.7124
Consumption in Pipeline transport | 6000 | 6000-Electrical energy | KTOE | HR | 2009 | nrg_100a | 0.09211
Consumption in Pipeline transport | 6000 | 6000-Electrical energy | KTOE | HU | 2014 | nrg_100a | 0.037681
Consumption in Oil and gas extraction | 0 | 0000-All products | KTOE | LT | 2009 | nrg_100a | 0.10467
Transformation input in Coke Ovens | 0 | 0000-All products | KTOE | AT | 2012 | nrg_100a | 52.4439
Transformation input in Gas Works | 0 | 0000-All products | KTOE | DK | 2011 | nrg_100a | 0.56103
Transformation input in Patent Fuel Plants | 0 | 0000-All products | KTOE | UK | 2014 | nrg_100a | 9.6715
Primary production | 0 | 0000-All products | KTOE | FI | 2009 | nrg_100a | 690.2652
Primary production | 0 | 0000-All products | KTOE | FR | 2012 | nrg_100a | 5560.1918
Primary production | 0 | 0000-All products | KTOE | HR | 2009 | nrg_100a | 207.1084
Imports | 0 | 0000-All products | KTOE | ES | 2009 | nrg_100a | 5215.1241
Transformation output from BKB / PB Plants | 0 | 0000-All products | KTOE | RS | 2010 | nrg_100a | 11.1411
Consumption in Oil and gas extraction | 0 | 0000-All products | KTOE | FR | 2014 | nrg_100a | 2.1813
Consumption in Oil and gas extraction | 0 | 0000-All products | KTOE | HR | 2014 | nrg_100a | 3.2029
Consumption in Coke Ovens | 4220 | 4220-Blast Furnace Gas | KTOE | DE | 2010 | nrg_103a | 12.4934
Imports | 6000 | 6000-Electrical energy | KTOE | EL | 2010 | nrg_105a | 30.6599
Consumption in Oil and gas extraction | 6000 | 6000-Electrical energy | KTOE | HU | 2010 | nrg_105a | 0.85411
Primary production | 5520 | 5520-Wind power | KTOE | AT | 2011 | nrg_107a | 6.971
Primary production | 5520 | 5520-Wind power | KTOE | HR | 2010 | nrg_107a | 0.50242
Transformation output from Patent Fuel Plants | 0 | 0000-All products | KTOE | UK | 2010 | nrg_110a | 9.3156
Transformation output from BKB / PB Plants | 0 | 0000-All products | KTOE | LT | 2010 | nrg_110a | 0.12142
Consumption in Coal Mines | 0 | 0000-All products | KTOE | HU | 2009 | nrg_110a | 1.5072
Consumption in Coal Mines | 0 | 0000-All products | KTOE | PT | 2012 | nrg_110a | 0.01256
Consumption in Coal Mines | 0 | 0000-All products | KTOE | RO | 2010 | nrg_110a | 3.9649
Consumption in Coke Ovens | 0 | 0000-All products | KTOE | DE | 2014 | nrg_110a | 28.9601
Primary production | 0 | 0000-All products | KTOE | HU | 2009 | nrg_110a | 458.082
Primary production | 0 | 0000-All products | KTOE | MD | 2012 | nrg_110a | 11.0615
Imports | 0 | 0000-All products | KTOE | ES | 2009 | nrg_110a | 5215.1241
Imports | 0 | 0000-All products | KTOE | ME | 2013 | nrg_110a | 15.0013
Imports | 0 | 0000-All products | KTOE | MK | 2012 | nrg_110a | 72.1972
Imports | 0 | 0000-All products | KTOE | RO | 2014 | nrg_110a | 473.9876
Consumption in Gas Works | 0 | 0000-All products | KTOE | ES | 2009 | nrg_110a | 1.4696
Transformation input in BKB / PB Plants | 0 | 0000-All products | KTOE | DE | 2014 | nrg_110a | 151.3486
Transformation input in BKB / PB Plants | 0 | 0000-All products | KTOE | CZ | 2010 | nrg_110a | 3.6383
Transformation input in BKB / PB Plants | 0 | 0000-All products | KTOE | FI | 2013 | nrg_110a | 0.30982
Transformation output from Coke Ovens | 0 | 0000-All products | KTOE | FI | 2012 | nrg_110a | 33.6326
Transformation output from Coke Ovens | 0 | 0000-All products | KTOE | IT | 2014 | nrg_110a | 70.9411
Consumption in Oil and gas extraction | 0 | 0000-All products | KTOE | HU | 2010 | nrg_110a | 1.4151
Consumption in Oil and gas extraction | 0 | 0000-All products | KTOE | HR | 2010 | nrg_110a | 8.4238
Consumption in Oil and gas extraction | 0 | 0000-All products | KTOE | FR | 2010 | nrg_110a | 2.5498
Consumption in Oil and gas extraction | 0 | 0000-All products | KTOE | IT | 2014 | nrg_110a | 37.9408
Consumption in Oil and gas extraction | 0 | 0000-All products | KTOE | LT | 2012 | nrg_110a | 0.12142
Consumption in Pipeline transport | 0 | 0000-All products | KTOE | CZ | 2009 | nrg_110a | 2.8345
Consumption in Pipeline transport | 0 | 0000-All products | KTOE | FI | 2013 | nrg_110a | 0.24283
Consumption in Pipeline transport | 0 | 0000-All products | KTOE | IT | 2012 | nrg_110a | 7.0171
Consumption in Pipeline transport | 0 | 0000-All products | KTOE | LV | 2014 | nrg_110a | 0.071176
Consumption in Pipeline transport | 0 | 0000-All products | KTOE | PL | 2013 | nrg_110a | 16.4918
Transformation output from Patent Fuel Plants | 2112 | 2112-Patent Fuels | KTOE | PL | 2014 | nrg_110a | 0.087923
Consumption in BKB / PB Plants | 6000 | 6000-Electrical energy | KTOE | IE | 2011 | nrg_110a | 0.32238
Consumption in BKB / PB Plants | 6000 | 6000-Electrical energy | KTOE | RS | 2013 | nrg_110a | 0.77037
Consumption in Pipeline transport | 6000 | 6000-Electrical energy | KTOE | MD | 2010 | nrg_110a | 0.01256
Consumption in Pipeline transport | 6000 | 6000-Electrical energy | KTOE | LT | 2010 | nrg_110a | 0.09211
Imports | 6000 | 6000-Electrical energy | KTOE | MK | 2012 | nrg_110a | 9.8683
Consumption in Coal Mines | 6000 | 6000-Electrical energy | KTOE | EE | 2011 | nrg_110a | 0.82061
Consumption in Coal Mines | 6000 | 6000-Electrical energy | KTOE | HU | 2014 | nrg_110a | 0.90854
Consumption in Oil and gas extraction | 6000 | 6000-Electrical energy | KTOE | HU | 2011 | nrg_110a | 0.86248
Consumption in Coal Mines | 6000 | 6000-Electrical energy | KTOE | MK | 2010 | nrg_110a | 0.37263
Consumption in Coal Mines | 6000 | 6000-Electrical energy | KTOE | PL | 2009 | nrg_110a | 21.7923
Primary production | 0 | 0000-All products | KTOE | SI | 2014 | nrg_100a | 154.3548
Primary production | 0 | 0000-All products | KTOE | TR | 2009 | nrg_110a | 1270.7608
Primary production | 5520 | 5520-Wind power | KTOE | TR | 2012 | nrg_110a | 21.0973
Primary production | 5520 | 5520-Wind power | KTOE | UA | 2013 | nrg_107a | 2.2986
Imports | 0 | 0000-All products | KTOE | AL | 2011 | nrg_100a | 66.2645
Imports | 6000 | 6000-Electrical energy | KTOE | NO | 2011 | nrg_100a | 40.5199
Transformation input in BKB / PB Plants | 0 | 0000-All products | KTOE | EE | 2014 | nrg_100a | 1.0174
Imports | 0 | 0000-All products | KTOE | AT | 2009 | nrg_100a | 1156.2183
Imports | 6000 | 6000-Electrical energy | KTOE | AL | 2009 | nrg_105a | 6.791
Consumption in Oil and gas extraction | 6000 | 6000-Electrical energy | KTOE | TR | 2014 | nrg_105a | 0.25539
Consumption in Oil and gas extraction | 0 | 0000-All products | KTOE | SI | 2014 | nrg_110a | 0.10886
Consumption in Oil and gas extraction | 0 | 0000-All products | KTOE | SK | 2012 | nrg_110a | 0.66151
Transformation input in Coke Ovens | 0 | 0000-All products | KTOE | EE | 2012 | nrg_110a | 0.87504
Transformation input in BKB / PB Plants | 0 | 0000-All products | KTOE | RS | 2014 | nrg_110a | 6.5523
Transformation output from Gas Works | 0 | 0000-All products | KTOE | CZ | 2012 | nrg_110a | 15.2274
Imports | 2112 | 2112-Patent Fuels | KTOE | AT | 2012 | nrg_110a | 0.20515
Imports | 2112 | 2112-Patent Fuels | KTOE | PL | 2009 | nrg_110a | 0.087923
Primary production | 5520 | 5520-Wind power | KTOE | NO | 2009 | nrg_110a | 3.5169
Consumption in Oil and gas extraction | 6000 | 6000-Electrical energy | KTOE | TR | 2010 | nrg_110a | 0.34332
Transformation output from Gas Works | 0 | 0000-All products | KTOE | CZ | 2010 | nrg_100a | 15.9517
Consumption in Oil and gas extraction | 0 | 0000-All products | KTOE | SK | 2010 | nrg_100a | 0.72432
Imports | 6000 | 6000-Electrical energy | KTOE | SE | 2013 | nrg_100a | 45.6277
Consumption in Gas Works | 6000 | 6000-Electrical energy | KTOE | CZ | 2011 | nrg_100a | 0.16329
Consumption in Pipeline transport | 6000 | 6000-Electrical energy | KTOE | PL | 2012 | nrg_100a | 1.1095
Consumption in Pipeline transport | 6000 | 6000-Electrical energy | KTOE | PT | 2014 | nrg_100a | 0.025121
Consumption in Pipeline transport | 6000 | 6000-Electrical energy | KTOE | RO | 2012 | nrg_100a | 0.066989
Transformation input in Patent Fuel Plants | 0 | 0000-All products | KTOE | FR | 2009 | nrg_100a | 0.10467
Transformation input in Coke Ovens | 0 | 0000-All products | KTOE | DE | 2012 | nrg_100a | 337.9543
Primary production | 0 | 0000-All products | KTOE | PT | 2013 | nrg_100a | 241.6872
Imports | 0 | 0000-All products | KTOE | CY | 2011 | nrg_100a | 111.595
Imports | 0 | 0000-All products | KTOE | CZ | 2014 | nrg_100a | 877.771
Imports | 0 | 0000-All products | KTOE | RS | 2011 | nrg_100a | 244.9194
Imports | 6000 | 6000-Electrical energy | KTOE | RS | 2009 | nrg_105a | 18.6606
Consumption in Pipeline transport | 6000 | 6000-Electrical energy | KTOE | UA | 2011 | nrg_105a | 4.4464
Consumption in Pipeline transport | 6000 | 6000-Electrical energy | KTOE | TR | 2011 | nrg_105a | 0.75362
Primary production | 5520 | 5520-Wind power | KTOE | PT | 2009 | nrg_107a | 27.277
Primary production | 5520 | 5520-Wind power | KTOE | RO | 2009 | nrg_107a | 0.033494
Consumption in Coal Mines | 0 | 0000-All products | KTOE | ES | 2010 | nrg_110a | 0.48986
Consumption in Coal Mines | 0 | 0000-All products | KTOE | FR | 2011 | nrg_110a | 0.21771
Primary production | 0 | 0000-All products | KTOE | PL | 2012 | nrg_110a | 2971.4222
Primary production | 0 | 0000-All products | KTOE | RO | 2013 | nrg_110a | 1093.2112
Consumption in Gas Works | 0 | 0000-All products | KTOE | UA | 2010 | nrg_110a | 12.4264
Consumption in Pipeline transport | 0 | 0000-All products | KTOE | RS | 2010 | nrg_110a | 0.10467
Consumption in Pipeline transport | 0 | 0000-All products | KTOE | SK | 2013 | nrg_110a | 8.4322
Primary production | 5520 | 5520-Wind power | KTOE | PL | 2010 | nrg_110a | 5.9913
Consumption in BKB / PB Plants | 6000 | 6000-Electrical energy | KTOE | LT | 2012 | nrg_110a | 0.020934
Consumption in Gas Works | 6000 | 6000-Electrical energy | KTOE | UA | 2010 | nrg_110a | 0.29726
Consumption in Pipeline transport | 6000 | 6000-Electrical energy | KTOE | RO | 2014 | nrg_110a | 0.071176
Consumption in Pipeline transport | 6000 | 6000-Electrical energy | KTOE | UA | 2011 | nrg_110a | 4.4464
Consumption in Coal Mines | 6000 | 6000-Electrical energy | KTOE | EL | 2012 | nrg_110a | 3.3243
Consumption in Coal Mines | 0 | 0000-All products | KTOE | EL | 2010 | nrg_100a | 3.4499
Consumption in Gas Works | 0 | 0000-All products | KTOE | UA | 2010 | nrg_100a | 12.4264
Consumption in Pipeline transport | 0 | 0000-All products | KTOE | RO | 2010 | nrg_100a | 0.56522
Imports | 6000 | 6000-Electrical energy | KTOE | ME | 2012 | nrg_100a | 5.1833
Consumption in Oil and gas extraction | 0 | 0000-All products | KTOE | IT | 2009 | nrg_100a | 10.3288
Transformation input in Patent Fuel Plants | 0 | 0000-All products | KTOE | HU | 2011 | nrg_100a | 0.10467
Transformation input in Coke Ovens | 0 | 0000-All products | KTOE | HU | 2011 | nrg_100a | 44.6564
Transformation input in Coke Ovens | 0 | 0000-All products | KTOE | SE | 2014 | nrg_100a | 43.7102
Transformation input in Gas Works | 0 | 0000-All products | KTOE | EE | 2012 | nrg_100a | 11.3839
Transformation input in Gas Works | 0 | 0000-All products | KTOE | PL | 2014 | nrg_100a | 0.046055
Consumption in Oil and gas extraction | 4000 | 4000-Gas | KTOE | SI | 2012 | nrg_100a | 0.071176
Imports | 3270A | 3270A-Total fuel oil | KTOE | RO | 2010 | nrg_102a | 3.3201
Imports | 3270A | 3270A-Total fuel oil | KTOE | EE | 2009 | nrg_102a | 8.8007
Consumption in Pipeline transport | 4000 | 4000-Gas | KTOE | RO | 2014 | nrg_103a | 0.14235
Consumption in Pipeline transport | 4000 | 4000-Gas | KTOE | RS | 2014 | nrg_103a | 0.075362
Primary production | 4100 | 4100-Natural gas | KTOE | PL | 2014 | nrg_103a | 156.0127
Imports | 4100 | 4100-Natural gas | KTOE | EE | 2011 | nrg_103a | 21.0722
Imports | 4100 | 4100-Natural gas | KTOE | RS | 2011 | nrg_103a | 58.2593
Consumption in Pipeline transport | 4100 | 4100-Natural gas | KTOE | RS | 2010 | nrg_103a | 0.10467
Consumption in Pipeline transport | 4100 | 4100-Natural gas | KTOE | SK | 2014 | nrg_103a | 3.5002
Consumption in Pipeline transport | 4100 | 4100-Natural gas | KTOE | TR | 2009 | nrg_103a | 6.4812
Primary production | 7200 | 7200-Waste (non-renewable) | KTOE | PT | 2009 | nrg_108a | 5.849
Primary production | 2210 | 2210-Lignite/Brown Coal | KTOE | RO | 2013 | nrg_110a | 193.9368
Imports | 2210 | 2210-Lignite/Brown Coal | KTOE | RS | 2011 | nrg_110a | 10.7768
Consumption in Coal Mines | 3270A | 3270A-Total fuel oil | KTOE | EE | 2010 | nrg_110a | 0.041868
Primary production | 4000 | 4000-Gas | KTOE | PL | 2010 | nrg_110a | 154.6185
Imports | 4000 | 4000-Gas | KTOE | RS | 2012 | nrg_110a | 59.6661
Consumption in Gas Works | 4000 | 4000-Gas | KTOE | UA | 2012 | nrg_110a | 13.4061
Consumption in Pipeline transport | 4000 | 4000-Gas | KTOE | RS | 2012 | nrg_110a | 0.037681
Primary production | 4100 | 4100-Natural gas | KTOE | MD | 2014 | nrg_110a | 0.0041868
Imports | 4100 | 4100-Natural gas | KTOE | BG | 2014 | nrg_110a | 93.1144
Imports | 4100 | 4100-Natural gas | KTOE | EE | 2009 | nrg_110a | 21.9849
Imports | 4100 | 4100-Natural gas | KTOE | RS | 2010 | nrg_110a | 65.603
Consumption in Coal Mines | 4100 | 4100-Natural gas | KTOE | ES | 2012 | nrg_110a | 0.041868
Consumption in Pipeline transport | 4100 | 4100-Natural gas | KTOE | PL | 2010 | nrg_110a | 9.2696
Consumption in Pipeline transport | 4100 | 4100-Natural gas | KTOE | UA | 2013 | nrg_110a | 94.5631
Primary production | 5100 | 5100-Nuclear heat | KTOE | RO | 2013 | nrg_110a | 125.4742
Primary production | 7200 | 7200-Waste (non-renewable) | KTOE | PL | 2012 | nrg_110a | 17.5636
Imports | 7200 | 7200-Waste (non-renewable) | KTOE | CY | 2013 | nrg_100a | 0.046055
Consumption in Gas Works | 4000 | 4000-Gas | KTOE | UA | 2014 | nrg_100a | 14.0676
Consumption in Pipeline transport | 4000 | 4000-Gas | KTOE | TR | 2011 | nrg_100a | 6.5942
Imports | 2210 | 2210-Lignite/Brown Coal | KTOE | ME | 2012 | nrg_101a | 0.0083736
Imports | 2210 | 2210-Lignite/Brown Coal | KTOE | MK | 2013 | nrg_101a | 1.0969
Transformation input in BKB / PB Plants | 2210 | 2210-Lignite/Brown Coal | KTOE | DE | 2011 | nrg_101a | 142.1921
Consumption in Coal Mines | 2210 | 2210-Lignite/Brown Coal | KTOE | PL | 2014 | nrg_101a | 0.25958
Primary production | 3105 | 3105-Crude oil (without NGL) | KTOE | AT | 2010 | nrg_102a | 36.2033
Imports | 3105 | 3105-Crude oil (without NGL) | KTOE | ES | 2010 | nrg_102a | 2206.1296
Imports | 3105 | 3105-Crude oil (without NGL) | KTOE | EL | 2010 | nrg_102a | 860.0441
Imports | 3105 | 3105-Crude oil (without NGL) | KTOE | RO | 2011 | nrg_102a | 240.6949
Imports | 3270A | 3270A-Total fuel oil | KTOE | PL | 2011 | nrg_102a | 2.8387
Imports | 3270A | 3270A-Total fuel oil | KTOE | ES | 2014 | nrg_102a | 222.2018
Consumption in Coal Mines | 3270A | 3270A-Total fuel oil | KTOE | EE | 2012 | nrg_102a | 0.12142
Transformation output from Coke Ovens | 4000 | 4000-Gas | KTOE | FI | 2011 | nrg_103a | 8.3903
Transformation output from Coke Ovens | 4000 | 4000-Gas | KTOE | IT | 2013 | nrg_103a | 17.5427
Transformation output from Coke Ovens | 4000 | 4000-Gas | KTOE | SE | 2014 | nrg_103a | 7.4399
Consumption in Coke Ovens | 4000 | 4000-Gas | KTOE | DE | 2011 | nrg_103a | 22.7553
Consumption in Pipeline transport | 4000 | 4000-Gas | KTOE | FR | 2010 | nrg_103a | 0.066989
Consumption in Pipeline transport | 4000 | 4000-Gas | KTOE | LT | 2009 | nrg_103a | 0.95878
Consumption in Pipeline transport | 4000 | 4000-Gas | KTOE | PL | 2009 | nrg_103a | 11.0825
Primary production | 4100 | 4100-Natural gas | KTOE | HR | 2014 | nrg_103a | 60.4448
Imports | 4100 | 4100-Natural gas | KTOE | EL | 2009 | nrg_103a | 124.0507
Imports | 4100 | 4100-Natural gas | KTOE | PT | 2014 | nrg_103a | 145.4746
Consumption in Oil and gas extraction | 4100 | 4100-Natural gas | KTOE | HR | 2009 | nrg_103a | 6.6905
Consumption in Oil and gas extraction | 4100 | 4100-Natural gas | KTOE | FR | 2009 | nrg_103a | 0.6029
Consumption in Coal Mines | 4100 | 4100-Natural gas | KTOE | RO | 2009 | nrg_103a | 0.071176
Consumption in Pipeline transport | 4100 | 4100-Natural gas | KTOE | DE | 2014 | nrg_103a | 11.3337
Consumption in Pipeline transport | 4100 | 4100-Natural gas | KTOE | HU | 2014 | nrg_103a | 1.6035
Consumption in Pipeline transport | 4100 | 4100-Natural gas | KTOE | MD | 2013 | nrg_103a | 0.20097
Consumption in Pipeline transport | 4100 | 4100-Natural gas | KTOE | IT | 2013 | nrg_103a | 9.1817
Consumption in Pipeline transport | 4100 | 4100-Natural gas | KTOE | LT | 2011 | nrg_103a | 0.73688
Primary production | 4000 | 4000-Gas | KTOE | AL | 2010 | nrg_103a | 0.48567
Primary production | 4000 | 4000-Gas | KTOE | AT | 2010 | nrg_103a | 58.4938
Imports | 4000 | 4000-Gas | KTOE | EL | 2013 | nrg_103a | 135.4304
Primary production | 5100 | 5100-Nuclear heat | KTOE | FR | 2013 | nrg_104a | 4575.7998
Imports | 7200 | 7200-Waste (non-renewable) | KTOE | PT | 2011 | nrg_108a | 1.2895
Transformation input in BKB / PB Plants | 0 | 0000-All products | KTOE | DE | 2013 | nrg_100a | 145.4787
Transformation input in BKB / PB Plants | 0 | 0000-All products | KTOE | FI | 2012 | nrg_100a | 0.48148
Primary production | 0 | 0000-All products | KTOE | LV | 2012 | nrg_100a | 97.833
Primary production | 0 | 0000-All products | KTOE | ME | 2013 | nrg_100a | 31.8741
Imports | 0 | 0000-All products | KTOE | EE | 2012 | nrg_100a | 130.042
Imports | 0 | 0000-All products | KTOE | MT | 2009 | nrg_100a | 84.1547
Transformation output from Patent Fuel Plants | 0 | 0000-All products | KTOE | UK | 2013 | nrg_100a | 9.8432
Transformation output from BKB / PB Plants | 0 | 0000-All products | KTOE | LT | 2013 | nrg_100a | 0.13816
Transformation output from BKB / PB Plants | 0 | 0000-All products | KTOE | UA | 2009 | nrg_100a | 3.9816
Transformation output from Patent Fuel Plants | 2112 | 2112-Patent Fuels | KTOE | UA | 2013 | nrg_101a | 1.1137
Transformation output from Patent Fuel Plants | 2112 | 2112-Patent Fuels | KTOE | UK | 2009 | nrg_101a | 8.876
Imports | 6000 | 6000-Electrical energy | KTOE | ME | 2010 | nrg_105a | 2.6335
Consumption in Oil and gas extraction | 6000 | 6000-Electrical energy | KTOE | ES | 2009 | nrg_105a | 0.16747
Consumption in Oil and gas extraction | 6000 | 6000-Electrical energy | KTOE | FR | 2009 | nrg_105a | 1.8129
Consumption in Oil and gas extraction | 6000 | 6000-Electrical energy | KTOE | HR | 2009 | nrg_105a | 0.40612
Consumption in Oil and gas extraction | 6000 | 6000-Electrical energy | KTOE | IT | 2011 | nrg_105a | 1.1556
Consumption in Coke Ovens | 6000 | 6000-Electrical energy | KTOE | DE | 2011 | nrg_105a | 1.1346
Consumption in Coke Ovens | 6000 | 6000-Electrical energy | KTOE | HU | 2013 | nrg_105a | 0.20097
Consumption in BKB / PB Plants | 6000 | 6000-Electrical energy | KTOE | IE | 2014 | nrg_105a | 0.28052
Consumption in Pipeline transport | 6000 | 6000-Electrical energy | KTOE | IT | 2011 | nrg_105a | 1.6161
Consumption in Pipeline transport | 6000 | 6000-Electrical energy | KTOE | LV | 2013 | nrg_105a | 0.071176
Transformation output from BKB / PB Plants | 0 | 0000-All products | KTOE | RS | 2009 | nrg_110a | 8.7002
Consumption in Coal Mines | 0 | 0000-All products | KTOE | EE | 2014 | nrg_110a | 1.704
Consumption in Coal Mines | 0 | 0000-All products | KTOE | PL | 2009 | nrg_110a | 35.077
Primary production | 0 | 0000-All products | KTOE | AL | 2014 | nrg_110a | 78.5569
Primary production | 0 | 0000-All products | KTOE | AT | 2012 | nrg_110a | 521.0514
Primary production | 0 | 0000-All products | KTOE | MK | 2014 | nrg_110a | 52.8542
Consumption in BKB / PB Plants | 0 | 0000-All products | KTOE | IE | 2012 | nrg_110a | 0.90854
Consumption in BKB / PB Plants | 0 | 0000-All products | KTOE | RS | 2010 | nrg_110a | 0.86667
Transformation input in Gas Works | 0 | 0000-All products | KTOE | SE | 2014 | nrg_110a | 0.30982
Transformation output from Coke Ovens | 0 | 0000-All products | KTOE | NL | 2012 | nrg_110a | 73.1685
Consumption in Pipeline transport | 0 | 0000-All products | KTOE | DE | 2014 | nrg_110a | 11.3337
Consumption in Pipeline transport | 0 | 0000-All products | KTOE | LT | 2011 | nrg_110a | 0.82899
Consumption in Coke Ovens | 4220 | 4220-Blast Furnace Gas | KTOE | DE | 2013 | nrg_110a | 16.7263
Primary production | 5520 | 5520-Wind power | KTOE | HR | 2014 | nrg_110a | 2.6293
Primary production | 5520 | 5520-Wind power | KTOE | FI | 2014 | nrg_110a | 3.9858
Consumption in Gas Works | 6000 | 6000-Electrical energy | KTOE | ES | 2014 | nrg_110a | 0.37263
Consumption in Pipeline transport | 6000 | 6000-Electrical energy | KTOE | CZ | 2010 | nrg_110a | 0.2219
Consumption in Pipeline transport | 6000 | 6000-Electrical energy | KTOE | HR | 2014 | nrg_110a | 0.087923
Consumption in Pipeline transport | 6000 | 6000-Electrical energy | KTOE | LV | 2011 | nrg_110a | 0.066989
Imports | 6000 | 6000-Electrical energy | KTOE | RO | 2014 | nrg_110a | 10.1195
Imports | 6000 | 6000-Electrical energy | KTOE | EL | 2010 | nrg_110a | 30.6599
Imports | 6000 | 6000-Electrical energy | KTOE | ES | 2012 | nrg_110a | 28.0348
Consumption in Oil and gas extraction | 6000 | 6000-Electrical energy | KTOE | ES | 2013 | nrg_110a | 0.087923
Consumption in Oil and gas extraction | 6000 | 6000-Electrical energy | KTOE | HR | 2011 | nrg_110a | 0.36425
Consumption in Oil and gas extraction | 6000 | 6000-Electrical energy | KTOE | FR | 2011 | nrg_110a | 1.838
Consumption in Oil and gas extraction | 6000 | 6000-Electrical energy | KTOE | IT | 2013 | nrg_110a | 1.3063
Primary production | 0 | 0000-All products | KTOE | SK | 2012 | nrg_110a | 260.9632
Primary production | 5520 | 5520-Wind power | KTOE | SK | 2009 | nrg_110a | 0.020934
Primary production | 5520 | 5520-Wind power | KTOE | TR | 2011 | nrg_107a | 17.0026
Primary production | 0 | 0000-All products | KTOE | TR | 2010 | nrg_100a | 1351.8884
Imports | 6000 | 6000-Electrical energy | KTOE | AL | 2011 | nrg_100a | 11.744
Imports | 6000 | 6000-Electrical energy | KTOE | AT | 2009 | nrg_100a | 70.3508
Imports | 6000 | 6000-Electrical energy | KTOE | PL | 2013 | nrg_100a | 28.0851
Consumption in Oil and gas extraction | 6000 | 6000-Electrical energy | KTOE | SK | 2010 | nrg_100a | 0.037681
Transformation input in Coke Ovens | 0 | 0000-All products | KTOE | ES | 2012 | nrg_100a | 69.6474
Primary production | 5520 | 5520-Wind power | KTOE | PL | 2014 | nrg_107a | 27.6329
Imports | 0 | 0000-All products | KTOE | AT | 2011 | nrg_110a | 1275.2114
Imports | 0 | 0000-All products | KTOE | PL | 2010 | nrg_110a | 1961.2813
Transformation input in BKB / PB Plants | 0 | 0000-All products | KTOE | EE | 2012 | nrg_110a | 0.84992
Imports | 6000 | 6000-Electrical energy | KTOE | PL | 2009 | nrg_110a | 26.649
Consumption in Oil and gas extraction | 6000 | 6000-Electrical energy | KTOE | SK | 2012 | nrg_110a | 0.037681
Consumption in Oil and gas extraction | 0 | 0000-All products | KTOE | SI | 2012 | nrg_100a | 0.071176
Consumption in Oil and gas extraction | 0 | 0000-All products | KTOE | TR | 2014 | nrg_100a | 0.25539
Imports | 6000 | 6000-Electrical energy | KTOE | RS | 2012 | nrg_100a | 20.8126
Imports | 6000 | 6000-Electrical energy | KTOE | PT | 2011 | nrg_100a | 24.2709
Consumption in Coal Mines | 6000 | 6000-Electrical energy | KTOE | EL | 2010 | nrg_100a | 3.4499
Imports | 0 | 0000-All products | KTOE | PT | 2013 | nrg_100a | 973.23
Imports | 0 | 0000-All products | KTOE | RO | 2014 | nrg_100a | 473.9876
Imports | 6000 | 6000-Electrical energy | KTOE | PT | 2012 | nrg_105a | 38.7572
Consumption in Coal Mines | 6000 | 6000-Electrical energy | KTOE | EL | 2012 | nrg_105a | 3.3243
Consumption in Pipeline transport | 6000 | 6000-Electrical energy | KTOE | RO | 2010 | nrg_105a | 0.12979
Imports | 0 | 0000-All products | KTOE | CY | 2009 | nrg_110a | 122.2671
Imports | 0 | 0000-All products | KTOE | PT | 2014 | nrg_110a | 920.4889
Imports | 0 | 0000-All products | KTOE | RS | 2013 | nrg_110a | 199.702
Transformation input in Coke Ovens | 0 | 0000-All products | KTOE | DE | 2014 | nrg_110a | 358.0468
Consumption in Gas Works | 0 | 0000-All products | KTOE | CZ | 2011 | nrg_110a | 5.6061
Consumption in Pipeline transport | 0 | 0000-All products | KTOE | PT | 2012 | nrg_110a | 0.050242
Consumption in Pipeline transport | 0 | 0000-All products | KTOE | TR | 2009 | nrg_110a | 7.2306
Primary production | 5520 | 5520-Wind power | KTOE | PT | 2013 | nrg_110a | 43.2496
Consumption in Gas Works | 6000 | 6000-Electrical energy | KTOE | CZ | 2009 | nrg_110a | 0.16747
Consumption in Pipeline transport | 6000 | 6000-Electrical energy | KTOE | PL | 2014 | nrg_110a | 1.0383
Imports | 6000 | 6000-Electrical energy | KTOE | RS | 2011 | nrg_110a | 24.1243
Imports | 6000 | 6000-Electrical energy | KTOE | PT | 2013 | nrg_110a | 29.1611
Imports | 6000 | 6000-Electrical energy | KTOE | CZ | 2009 | nrg_110a | 30.9111
Consumption in Coal Mines | 6000 | 6000-Electrical energy | KTOE | FR | 2011 | nrg_110a | 0.21771
Consumption in Coal Mines | 6000 | 6000-Electrical energy | KTOE | ES | 2012 | nrg_110a | 0.51498
Consumption in Coal Mines | 0 | 0000-All products | KTOE | ES | 2014 | nrg_100a | 2.4158
Consumption in Coal Mines | 0 | 0000-All products | KTOE | FR | 2009 | nrg_100a | 0.21353
Consumption in BKB / PB Plants | 0 | 0000-All products | KTOE | LT | 2012 | nrg_100a | 0.033494
Consumption in Gas Works | 0 | 0000-All products | KTOE | CZ | 2012 | nrg_100a | 5.5308
Consumption in Pipeline transport | 0 | 0000-All products | KTOE | RS | 2010 | nrg_100a | 0.10467
Consumption in Pipeline transport | 0 | 0000-All products | KTOE | SK | 2013 | nrg_100a | 8.4322
Consumption in Pipeline transport | 0 | 0000-All products | KTOE | UA | 2009 | nrg_100a | 139.6507
Imports | 6000 | 6000-Electrical energy | KTOE | EE | 2009 | nrg_100a | 10.8899
Imports | 6000 | 6000-Electrical energy | KTOE | EL | 2014 | nrg_100a | 34.0596
Imports | 6000 | 6000-Electrical energy | KTOE | MK | 2009 | nrg_100a | 5.1749
Consumption in Gas Works | 6000 | 6000-Electrical energy | KTOE | ES | 2012 | nrg_100a | 0.38937
Consumption in Oil and gas extraction | 6000 | 6000-Electrical energy | KTOE | ES | 2009 | nrg_100a | 0.16747
Consumption in Oil and gas extraction | 6000 | 6000-Electrical energy | KTOE | FR | 2009 | nrg_100a | 1.8129
Consumption in Oil and gas extraction | 6000 | 6000-Electrical energy | KTOE | HR | 2009 | nrg_100a | 0.40612
Consumption in Coal Mines | 6000 | 6000-Electrical energy | KTOE | HU | 2010 | nrg_100a | 1.4151
Consumption in Coal Mines | 6000 | 6000-Electrical energy | KTOE | MK | 2013 | nrg_100a | 0.40612
Consumption in Coke Ovens | 6000 | 6000-Electrical energy | KTOE | DE | 2011 | nrg_100a | 1.1346
Consumption in Coke Ovens | 6000 | 6000-Electrical energy | KTOE | FR | 2014 | nrg_100a | 0.0041868
Consumption in Pipeline transport | 6000 | 6000-Electrical energy | KTOE | LT | 2013 | nrg_100a | 0.087923
Consumption in Pipeline transport | 6000 | 6000-Electrical energy | KTOE | MD | 2013 | nrg_100a | 0.075362
Transformation input in Coke Ovens | 0 | 0000-All products | KTOE | AT | 2009 | nrg_100a | 49.0693
Transformation input in Patent Fuel Plants | 0 | 0000-All products | KTOE | UK | 2011 | nrg_100a | 9.6673
Primary production | 0 | 0000-All products | KTOE | AL | 2014 | nrg_100a | 78.5569
Primary production | 0 | 0000-All products | KTOE | AT | 2014 | nrg_100a | 505.3761
Primary production | 0 | 0000-All products | KTOE | FR | 2009 | nrg_100a | 5337.8769
Primary production | 0 | 0000-All products | KTOE | UA | 2012 | nrg_100a | 3521.0234
Imports | 0 | 0000-All products | KTOE | MK | 2013 | nrg_100a | 62.735
Transformation output from Patent Fuel Plants | 0 | 0000-All products | KTOE | PL | 2014 | nrg_100a | 0.087923
Consumption in Oil and gas extraction | 0 | 0000-All products | KTOE | FR | 2011 | nrg_100a | 2.667
Consumption in Oil and gas extraction | 0 | 0000-All products | KTOE | HR | 2011 | nrg_100a | 5.4889
Imports | 6000 | 6000-Electrical energy | KTOE | ES | 2014 | nrg_105a | 44.3173
Consumption in Coal Mines | 6000 | 6000-Electrical energy | KTOE | RO | 2012 | nrg_105a | 3.9356
Consumption in Gas Works | 6000 | 6000-Electrical energy | KTOE | ES | 2014 | nrg_105a | 0.37263
Consumption in Pipeline transport | 6000 | 6000-Electrical energy | KTOE | CZ | 2014 | nrg_105a | 0.19259
Consumption in Pipeline transport | 6000 | 6000-Electrical energy | KTOE | MD | 2013 | nrg_105a | 0.075362
Primary production | 7200 | 7200-Waste (non-renewable) | KTOE | BE | 2010 | nrg_108a | 30.907
Primary production | 7200 | 7200-Waste (non-renewable) | KTOE | FR | 2010 | nrg_108a | 50.2625
Primary production | 7200 | 7200-Waste (non-renewable) | KTOE | HU | 2010 | nrg_108a | 3.676
Primary production | 2210 | 2210-Lignite/Brown Coal | KTOE | AL | 2009 | nrg_110a | 0.10048
Imports | 2210 | 2210-Lignite/Brown Coal | KTOE | ME | 2012 | nrg_110a | 0.0083736
Primary production | 3105 | 3105-Crude oil (without NGL) | KTOE | FR | 2011 | nrg_110a | 38.1166
Primary production | 3105 | 3105-Crude oil (without NGL) | KTOE | HR | 2012 | nrg_110a | 23.3205
Imports | 3105 | 3105-Crude oil (without NGL) | KTOE | ES | 2010 | nrg_110a | 2206.1296
Imports | 3270A | 3270A-Total fuel oil | KTOE | ES | 2010 | nrg_110a | 136.318
Imports | 3270A | 3270A-Total fuel oil | KTOE | PT | 2012 | nrg_110a | 9.3198
Primary production | 4000 | 4000-Gas | KTOE | FR | 2011 | nrg_110a | 21.1726
Imports | 4000 | 4000-Gas | KTOE | EL | 2011 | nrg_110a | 166.3625
Transformation input in Gas Works | 4000 | 4000-Gas | KTOE | SE | 2014 | nrg_110a | 0.30982
Consumption in Oil and gas extraction | 4000 | 4000-Gas | KTOE | ES | 2013 | nrg_110a | 0.24283
Consumption in Oil and gas extraction | 4000 | 4000-Gas | KTOE | FR | 2011 | nrg_110a | 0.8248
Consumption in Oil and gas extraction | 4000 | 4000-Gas | KTOE | HR | 2011 | nrg_110a | 5.1246
Consumption in Oil and gas extraction | 4000 | 4000-Gas | KTOE | IT | 2013 | nrg_110a | 32.9124
Transformation output from Coke Ovens | 4000 | 4000-Gas | KTOE | HU | 2013 | nrg_110a | 7.2139
Transformation output from Coke Ovens | 4000 | 4000-Gas | KTOE | NL | 2010 | nrg_110a | 16.697
Primary production | 4100 | 4100-Natural gas | KTOE | SI | 2010 | nrg_110a | 0.25121
Primary production | 5100 | 5100-Nuclear heat | KTOE | SI | 2009 | nrg_100a | 61.9814
Primary production | 4000 | 4000-Gas | KTOE | SI | 2012 | nrg_103a | 0.071176
Primary production | 2210 | 2210-Lignite/Brown Coal | KTOE | SK | 2014 | nrg_110a | 24.2541
Primary production | 4100 | 4100-Natural gas | KTOE | SK | 2010 | nrg_110a | 3.6969
Primary production | 5100 | 5100-Nuclear heat | KTOE | SK | 2009 | nrg_104a | 154.3422
Primary production | 2210 | 2210-Lignite/Brown Coal | KTOE | SK | 2013 | nrg_101a | 24.4635
Primary production | 7200 | 7200-Waste (non-renewable) | KTOE | TR | 2012 | nrg_108a | 1.5659
Primary production | 3105 | 3105-Crude oil (without NGL) | KTOE | TR | 2009 | nrg_102a | 102.3254
Primary production | 4100 | 4100-Natural gas | KTOE | TR | 2011 | nrg_110a | 26.1884
Primary production | 3105 | 3105-Crude oil (without NGL) | KTOE | TR | 2009 | nrg_110a | 102.3254
Primary production | 4000 | 4000-Gas | KTOE | TR | 2010 | nrg_103a | 23.5214
Primary production | 7200 | 7200-Waste (non-renewable) | KTOE | TR | 2014 | nrg_110a | 1.4026
Imports | 2210 | 2210-Lignite/Brown Coal | KTOE | PL | 2014 | nrg_101a | 1.4361
Primary production | 3105 | 3105-Crude oil (without NGL) | KTOE | PL | 2012 | nrg_102a | 27.7878
Imports | 3105 | 3105-Crude oil (without NGL) | KTOE | AT | 2011 | nrg_102a | 299.4651
Imports | 3105 | 3105-Crude oil (without NGL) | KTOE | NO | 2011 | nrg_102a | 53.2059
Consumption in Oil and gas extraction | 4100 | 4100-Natural gas | KTOE | SI | 2014 | nrg_103a | 0.10886
Primary production | 4000 | 4000-Gas | KTOE | NO | 2013 | nrg_103a | 4002.6687
Imports | 3270A | 3270A-Total fuel oil | KTOE | AL | 2013 | nrg_110a | 0.041868
Consumption in Oil and gas extraction | 4100 | 4100-Natural gas | KTOE | SI | 2012 | nrg_110a | 0.071176
Consumption in Oil and gas extraction | 4100 | 4100-Natural gas | KTOE | SK | 2010 | nrg_110a | 0.68664
Primary production | 7200 | 7200-Waste (non-renewable) | KTOE | NO | 2009 | nrg_110a | 4.9237
Imports | 4000 | 4000-Gas | KTOE | PL | 2013 | nrg_100a | 429.9509
Transformation output from Gas Works | 4000 | 4000-Gas | KTOE | CZ | 2014 | nrg_100a | 15.5205
Consumption in Oil and gas extraction | 4000 | 4000-Gas | KTOE | SK | 2012 | nrg_100a | 0.61965
Imports | 2210 | 2210-Lignite/Brown Coal | KTOE | BG | 2014 | nrg_101a | 0.037681
Imports | 2210 | 2210-Lignite/Brown Coal | KTOE | CY | 2010 | nrg_101a | 0.0041868
Primary production | 3105 | 3105-Crude oil (without NGL) | KTOE | RO | 2013 | nrg_102a | 173.8317
Imports | 3105 | 3105-Crude oil (without NGL) | KTOE | RS | 2012 | nrg_102a | 43.6348
Imports | 3105 | 3105-Crude oil (without NGL) | KTOE | PT | 2011 | nrg_102a | 439.727
Consumption in Coal Mines | 4000 | 4000-Gas | KTOE | ES | 2012 | nrg_103a | 0.041868
Consumption in Pipeline transport | 4000 | 4000-Gas | KTOE | RO | 2010 | nrg_103a | 0.43543
Consumption in Pipeline transport | 4000 | 4000-Gas | KTOE | RS | 2010 | nrg_103a | 0.10467
Consumption in Pipeline transport | 4000 | 4000-Gas | KTOE | SK | 2012 | nrg_103a | 8.0387
Primary production | 4100 | 4100-Natural gas | KTOE | PL | 2010 | nrg_103a | 154.6185
Imports | 4100 | 4100-Natural gas | KTOE | BG | 2011 | nrg_103a | 94.8017
Imports | 4100 | 4100-Natural gas | KTOE | PT | 2010 | nrg_103a | 188.6153
Consumption in Pipeline transport | 4100 | 4100-Natural gas | KTOE | PL | 2012 | nrg_103a | 10.8061
Consumption in Pipeline transport | 4100 | 4100-Natural gas | KTOE | SK | 2010 | nrg_103a | 16.1862
Primary production | 4000 | 4000-Gas | KTOE | PL | 2014 | nrg_103a | 156.0127
Imports | 4000 | 4000-Gas | KTOE | RS | 2012 | nrg_103a | 59.6661
Primary production | 7200 | 7200-Waste (non-renewable) | KTOE | RO | 2012 | nrg_108a | 1.1346
Imports | 7200 | 7200-Waste (non-renewable) | KTOE | CY | 2012 | nrg_108a | 0.025121
Primary production | 2210 | 2210-Lignite/Brown Coal | KTOE | RO | 2009 | nrg_110a | 274.5536
Primary production | 3105 | 3105-Crude oil (without NGL) | KTOE | PL | 2013 | nrg_110a | 39.7411
Consumption in Coal Mines | 0 | 0000-All products | KTOE | PT | 2009 | nrg_110a | 0.0041868
Consumption in Coke Ovens | 0 | 0000-All products | KTOE | DE | 2011 | nrg_110a | 23.8857
Consumption in Coke Ovens | 0 | 0000-All products | KTOE | HU | 2013 | nrg_110a | 3.0815
Primary production | 0 | 0000-All products | KTOE | BE | 2014 | nrg_110a | 511.4051
Primary production | 0 | 0000-All products | KTOE | MD | 2009 | nrg_110a | 5.3591
Imports | 0 | 0000-All products | KTOE | EL | 2012 | nrg_110a | 1375.6359
Imports | 0 | 0000-All products | KTOE | ME | 2010 | nrg_110a | 16.0313
Imports | 0 | 0000-All products | KTOE | MK | 2009 | nrg_110a | 65.7663
Imports | 0 | 0000-All products | KTOE | RO | 2011 | nrg_110a | 511.6981
Transformation input in Gas Works | 0 | 0000-All products | KTOE | PL | 2014 | nrg_110a | 0.046055
Transformation input in BKB / PB Plants | 0 | 0000-All products | KTOE | DE | 2011 | nrg_110a | 142.1921
Transformation output from Coke Ovens | 0 | 0000-All products | KTOE | ES | 2013 | nrg_110a | 64.8787
Transformation output from Coke Ovens | 0 | 0000-All products | KTOE | FI | 2009 | nrg_110a | 27.6538
Transformation output from Coke Ovens | 0 | 0000-All products | KTOE | IT | 2011 | nrg_110a | 153.7351
Consumption in Pipeline transport | 0 | 0000-All products | KTOE | EL | 2010 | nrg_110a | 0.01256
Consumption in Pipeline transport | 0 | 0000-All products | KTOE | FR | 2012 | nrg_110a | 0.033494
Consumption in Pipeline transport | 0 | 0000-All products | KTOE | FI | 2010 | nrg_110a | 0.39775
Consumption in Pipeline transport | 0 | 0000-All products | KTOE | HR | 2014 | nrg_110a | 0.087923
Consumption in Pipeline transport | 0 | 0000-All products | KTOE | IT | 2009 | nrg_110a | 1.6663
Consumption in Pipeline transport | 0 | 0000-All products | KTOE | LV | 2011 | nrg_110a | 0.066989
Consumption in Pipeline transport | 0 | 0000-All products | KTOE | PL | 2010 | nrg_110a | 10.5759
Consumption in Coke Ovens | 4220 | 4220-Blast Furnace Gas | KTOE | FR | 2014 | nrg_110a | 10.4126
Primary production | 5520 | 5520-Wind power | KTOE | LV | 2012 | nrg_110a | 0.41031
Consumption in BKB / PB Plants | 6000 | 6000-Electrical energy | KTOE | RS | 2010 | nrg_110a | 0.86667
Consumption in Pipeline transport | 6000 | 6000-Electrical energy | KTOE | IT | 2013 | nrg_110a | 1.5491
Imports | 6000 | 6000-Electrical energy | KTOE | ME | 2012 | nrg_110a | 5.1833
Imports | 6000 | 6000-Electrical energy | KTOE | MK | 2009 | nrg_110a | 5.1749
Consumption in Coal Mines | 6000 | 6000-Electrical energy | KTOE | HU | 2011 | nrg_110a | 1.4277
Consumption in Coal Mines | 6000 | 6000-Electrical energy | KTOE | RO | 2013 | nrg_110a | 3.0396
Transformation output from Coke Ovens | 0 | 0000-All products | KTOE | FR | 2011 | nrg_100a | 106.9058
Consumption in Pipeline transport | 0 | 0000-All products | KTOE | DE | 2014 | nrg_100a | 11.3337
Consumption in Pipeline transport | 0 | 0000-All products | KTOE | LT | 2011 | nrg_100a | 0.82899
Primary production | 5520 | 5520-Wind power | KTOE | SI | 2013 | nrg_110a | 0.01256
Primary production | 0 | 0000-All products | KTOE | TR | 2010 | nrg_110a | 1351.8884
Primary production | 5520 | 5520-Wind power | KTOE | TR | 2013 | nrg_110a | 27.2058
Primary production | 5520 | 5520-Wind power | KTOE | UA | 2014 | nrg_107a | 4.0696
Imports | 0 | 0000-All products | KTOE | AL | 2012 | nrg_100a | 57.3801
Imports | 6000 | 6000-Electrical energy | KTOE | NO | 2012 | nrg_100a | 15.085
Imports | 0 | 0000-All products | KTOE | AT | 2010 | nrg_100a | 1248.0139
Imports | 6000 | 6000-Electrical energy | KTOE | AL | 2010 | nrg_105a | 7.1511
Primary production | 5520 | 5520-Wind power | KTOE | PL | 2009 | nrg_107a | 3.877
Consumption in Oil and gas extraction | 0 | 0000-All products | KTOE | SK | 2013 | nrg_110a | 0.74525
Transformation input in Coke Ovens | 0 | 0000-All products | KTOE | EE | 2013 | nrg_110a | 0.90016
Transformation output from Gas Works | 0 | 0000-All products | KTOE | CZ | 2013 | nrg_110a | 14.7585
Imports | 2112 | 2112-Patent Fuels | KTOE | AT | 2013 | nrg_110a | 0.381
Imports | 2112 | 2112-Patent Fuels | KTOE | PL | 2010 | nrg_110a | 0.26377
Primary production | 5520 | 5520-Wind power | KTOE | NO | 2010 | nrg_110a | 3.1652
Consumption in Oil and gas extraction | 6000 | 6000-Electrical energy | KTOE | TR | 2011 | nrg_110a | 0.28889
Transformation output from Gas Works | 0 | 0000-All products | KTOE | CZ | 2011 | nrg_100a | 16.1652
Consumption in Oil and gas extraction | 0 | 0000-All products | KTOE | TR | 2009 | nrg_100a | 0.25958
Consumption in Oil and gas extraction | 0 | 0000-All products | KTOE | SK | 2011 | nrg_100a | 0.55266
Imports | 6000 | 6000-Electrical energy | KTOE | SE | 2014 | nrg_100a | 49.869
Consumption in Gas Works | 6000 | 6000-Electrical energy | KTOE | CZ | 2012 | nrg_100a | 0.1591
Consumption in Pipeline transport | 6000 | 6000-Electrical energy | KTOE | PL | 2013 | nrg_100a | 1.0258
Consumption in Pipeline transport | 6000 | 6000-Electrical energy | KTOE | RO | 2013 | nrg_100a | 0.066989
Transformation input in Coke Ovens | 0 | 0000-All products | KTOE | DE | 2013 | nrg_100a | 348.6725
Primary production | 0 | 0000-All products | KTOE | PT | 2014 | nrg_100a | 250.9568
Imports | 0 | 0000-All products | KTOE | CY | 2012 | nrg_100a | 109.9956
Imports | 0 | 0000-All products | KTOE | RS | 2012 | nrg_100a | 202.9174
Imports | 0 | 0000-All products | KTOE | RO | 2009 | nrg_100a | 492.6775
Imports | 6000 | 6000-Electrical energy | KTOE | RS | 2010 | nrg_105a | 20.2306
Consumption in Pipeline transport | 6000 | 6000-Electrical energy | KTOE | UA | 2012 | nrg_105a | 3.3578
Consumption in Pipeline transport | 6000 | 6000-Electrical energy | KTOE | TR | 2012 | nrg_105a | 0.72432
Primary production | 5520 | 5520-Wind power | KTOE | PT | 2010 | nrg_107a | 33.0548
Primary production | 5520 | 5520-Wind power | KTOE | RO | 2010 | nrg_107a | 1.1011
Consumption in Coal Mines | 0 | 0000-All products | KTOE | ES | 2011 | nrg_110a | 0.72432
Consumption in Coal Mines | 0 | 0000-All products | KTOE | FR | 2012 | nrg_110a | 0.24283
Primary production | 0 | 0000-All products | KTOE | PL | 2013 | nrg_110a | 2954.6457
Primary production | 0 | 0000-All products | KTOE | RO | 2014 | nrg_110a | 1112.5081
Imports | 0 | 0000-All products | KTOE | PT | 2009 | nrg_110a | 977.7476
Transformation input in Coke Ovens | 0 | 0000-All products | KTOE | DE | 2009 | nrg_110a | 272.343
Consumption in Gas Works | 0 | 0000-All products | KTOE | UA | 2011 | nrg_110a | 13.9211
Consumption in Pipeline transport | 0 | 0000-All products | KTOE | RS | 2011 | nrg_110a | 0.037681
Consumption in Pipeline transport | 0 | 0000-All products | KTOE | SK | 2014 | nrg_110a | 3.5002
Primary production | 5520 | 5520-Wind power | KTOE | PL | 2011 | nrg_110a | 11.5388
Consumption in BKB / PB Plants | 6000 | 6000-Electrical energy | KTOE | LT | 2013 | nrg_110a | 0.020934
Consumption in Gas Works | 6000 | 6000-Electrical energy | KTOE | UA | 2011 | nrg_110a | 0.41868
Consumption in Pipeline transport | 6000 | 6000-Electrical energy | KTOE | PL | 2009 | nrg_110a | 1.2142
Consumption in Pipeline transport | 6000 | 6000-Electrical energy | KTOE | PT | 2011 | nrg_110a | 0.046055
Consumption in Pipeline transport | 6000 | 6000-Electrical energy | KTOE | UA | 2012 | nrg_110a | 3.3578
Consumption in Coal Mines | 6000 | 6000-Electrical energy | KTOE | EL | 2013 | nrg_110a | 3.2196
Consumption in Coal Mines | 0 | 0000-All products | KTOE | EL | 2011 | nrg_100a | 3.4834
Consumption in Coal Mines | 0 | 0000-All products | KTOE | ES | 2009 | nrg_100a | 0.83736
Consumption in Gas Works | 0 | 0000-All products | KTOE | UA | 2011 | nrg_100a | 13.9211
Consumption in Pipeline transport | 0 | 0000-All products | KTOE | RO | 2011 | nrg_100a | 0.5066
Imports | 6000 | 6000-Electrical energy | KTOE | EL | 2009 | nrg_100a | 27.3607
Imports | 6000 | 6000-Electrical energy | KTOE | ME | 2013 | nrg_100a | 2.9308
Consumption in Oil and gas extraction | 6000 | 6000-Electrical energy | KTOE | LT | 2011 | nrg_100a | 0.062802
Consumption in Coke Ovens | 6000 | 6000-Electrical energy | KTOE | FR | 2009 | nrg_100a | 0.0041868
Consumption in Oil and gas extraction | 0 | 0000-All products | KTOE | IT | 2010 | nrg_100a | 15.2148
Transformation input in Coke Ovens | 0 | 0000-All products | KTOE | HU | 2012 | nrg_100a | 42.4123
Transformation input in Gas Works | 0 | 0000-All products | KTOE | EE | 2013 | nrg_100a | 10.781
Transformation input in BKB / PB Plants | 0 | 0000-All products | KTOE | DE | 2014 | nrg_100a | 151.3486
Transformation input in BKB / PB Plants | 0 | 0000-All products | KTOE | FI | 2013 | nrg_100a | 0.30982
Primary production | 0 | 0000-All products | KTOE | AT | 2009 | nrg_100a | 478.7271
Primary production | 0 | 0000-All products | KTOE | AL | 2009 | nrg_100a | 51.3511
Primary production | 0 | 0000-All products | KTOE | LV | 2013 | nrg_100a | 89.7441
Primary production | 0 | 0000-All products | KTOE | ME | 2014 | nrg_100a | 29.002
Imports | 0 | 0000-All products | KTOE | EE | 2013 | nrg_100a | 105.298
Imports | 0 | 0000-All products | KTOE | MT | 2010 | nrg_100a | 99.5747
Transformation output from Patent Fuel Plants | 0 | 0000-All products | KTOE | UK | 2014 | nrg_100a | 8.0303
Transformation output from BKB / PB Plants | 0 | 0000-All products | KTOE | LT | 2014 | nrg_100a | 0.12142
Transformation output from BKB / PB Plants | 0 | 0000-All products | KTOE | UA | 2010 | nrg_100a | 4.8986
Transformation output from Patent Fuel Plants | 2112 | 2112-Patent Fuels | KTOE | UA | 2014 | nrg_101a | 2.1101
Transformation output from Patent Fuel Plants | 2112 | 2112-Patent Fuels | KTOE | UK | 2010 | nrg_101a | 9.3156
Imports | 6000 | 6000-Electrical energy | KTOE | ES | 2009 | nrg_105a | 24.3044
Imports | 6000 | 6000-Electrical energy | KTOE | ME | 2011 | nrg_105a | 7.1762
Consumption in Oil and gas extraction | 6000 | 6000-Electrical energy | KTOE | ES | 2010 | nrg_105a | 0.18841
Consumption in Oil and gas extraction | 6000 | 6000-Electrical energy | KTOE | FR | 2010 | nrg_105a | 1.8924
Consumption in Oil and gas extraction | 6000 | 6000-Electrical energy | KTOE | HR | 2010 | nrg_105a | 0.41449
Consumption in Oil and gas extraction | 6000 | 6000-Electrical energy | KTOE | IT | 2012 | nrg_105a | 1.2309
Consumption in Coke Ovens | 6000 | 6000-Electrical energy | KTOE | DE | 2012 | nrg_105a | 1.0802
Consumption in Coke Ovens | 6000 | 6000-Electrical energy | KTOE | HU | 2014 | nrg_105a | 0.19678
Consumption in Gas Works | 6000 | 6000-Electrical energy | KTOE | ES | 2009 | nrg_105a | 1.4696
Consumption in Pipeline transport | 6000 | 6000-Electrical energy | KTOE | CZ | 2009 | nrg_105a | 0.087923
Consumption in Pipeline transport | 6000 | 6000-Electrical energy | KTOE | IT | 2012 | nrg_105a | 1.6161
Consumption in Pipeline transport | 6000 | 6000-Electrical energy | KTOE | LV | 2014 | nrg_105a | 0.071176
Transformation output from BKB / PB Plants | 0 | 0000-All products | KTOE | RS | 2010 | nrg_110a | 11.1411
Primary production | 0 | 0000-All products | KTOE | AT | 2013 | nrg_110a | 508.2733
Primary production | 0 | 0000-All products | KTOE | BE | 2009 | nrg_110a | 617.9633
Consumption in BKB / PB Plants | 0 | 0000-All products | KTOE | IE | 2013 | nrg_110a | 0.9504
Consumption in BKB / PB Plants | 0 | 0000-All products | KTOE | RS | 2011 | nrg_110a | 0.91272
Transformation input in Gas Works | 0 | 0000-All products | KTOE | PL | 2009 | nrg_110a | 0.13816
Primary production | 3105 | 3105-Crude oil (without NGL) | KTOE | RO | 2014 | nrg_110a | 170.5619
Imports | 3105 | 3105-Crude oil (without NGL) | KTOE | PT | 2013 | nrg_110a | 521.1771
Imports | 3270A | 3270A-Total fuel oil | KTOE | BG | 2011 | nrg_110a | 1.1597
Imports | 3270A | 3270A-Total fuel oil | KTOE | RO | 2011 | nrg_110a | 0.59871
Consumption in Pipeline transport | 4000 | 4000-Gas | KTOE | RO | 2014 | nrg_110a | 0.14235
Consumption in Pipeline transport | 4000 | 4000-Gas | KTOE | SK | 2011 | nrg_110a | 17.8441
Consumption in Pipeline transport | 4000 | 4000-Gas | KTOE | UA | 2013 | nrg_110a | 94.5631
Imports | 4100 | 4100-Natural gas | KTOE | BG | 2010 | nrg_110a | 89.2207
Imports | 4100 | 4100-Natural gas | KTOE | PT | 2009 | nrg_110a | 178.6256
Consumption in Gas Works | 4100 | 4100-Natural gas | KTOE | SE | 2010 | nrg_110a | 0.079549
Consumption in Pipeline transport | 4100 | 4100-Natural gas | KTOE | RO | 2012 | nrg_110a | 0.39775
Consumption in Pipeline transport | 4100 | 4100-Natural gas | KTOE | UA | 2009 | nrg_110a | 137.2475
Primary production | 5100 | 5100-Nuclear heat | KTOE | RO | 2009 | nrg_110a | 126.9228
Primary production | 7200 | 7200-Waste (non-renewable) | KTOE | PT | 2013 | nrg_100a | 6.0122
Imports | 4000 | 4000-Gas | KTOE | PT | 2011 | nrg_100a | 189.8002
Consumption in Gas Works | 4000 | 4000-Gas | KTOE | UA | 2010 | nrg_100a | 11.4467
Consumption in Pipeline transport | 4000 | 4000-Gas | KTOE | PL | 2014 | nrg_100a | 15.1437
Consumption in Pipeline transport | 4000 | 4000-Gas | KTOE | RS | 2014 | nrg_100a | 0.075362
Imports | 2210 | 2210-Lignite/Brown Coal | KTOE | MK | 2009 | nrg_101a | 0.071176
Primary production | 2210 | 2210-Lignite/Brown Coal | KTOE | AL | 2011 | nrg_101a | 0.050242
Primary production | 2210 | 2210-Lignite/Brown Coal | KTOE | ME | 2011 | nrg_101a | 18.1707
Primary production | 2210 | 2210-Lignite/Brown Coal | KTOE | XK | 2009 | nrg_101a | 67.0265
Consumption in Coal Mines | 2210 | 2210-Lignite/Brown Coal | KTOE | PL | 2010 | nrg_101a | 0.28889
Primary production | 3105 | 3105-Crude oil (without NGL) | KTOE | AL | 2014 | nrg_102a | 51.5311
Primary production | 3105 | 3105-Crude oil (without NGL) | KTOE | UK | 2011 | nrg_102a | 2083.134
Primary production | 3105 | 3105-Crude oil (without NGL) | KTOE | UA | 2012 | nrg_102a | 95.773
Imports | 3270A | 3270A-Total fuel oil | KTOE | MT | 2010 | nrg_102a | 71.0793
Imports | 3270A | 3270A-Total fuel oil | KTOE | EL | 2013 | nrg_102a | 48.8809
Imports | 3270A | 3270A-Total fuel oil | KTOE | ES | 2010 | nrg_102a | 136.318
Transformation output from Coke Ovens | 4000 | 4000-Gas | KTOE | ES | 2011 | nrg_103a | 15.5958
Transformation output from Coke Ovens | 4000 | 4000-Gas | KTOE | IT | 2009 | nrg_103a | 11.6058
Consumption in Oil and gas extraction | 4000 | 4000-Gas | KTOE | FR | 2011 | nrg_103a | 0.8248
Consumption in Oil and gas extraction | 4000 | 4000-Gas | KTOE | HR | 2011 | nrg_103a | 5.1246
Consumption in Pipeline transport | 4000 | 4000-Gas | KTOE | CZ | 2014 | nrg_103a | 1.5072
Consumption in Pipeline transport | 4000 | 4000-Gas | KTOE | DE | 2014 | nrg_103a | 11.3337
Primary production | 4100 | 4100-Natural gas | KTOE | AT | 2012 | nrg_103a | 61.9479
Primary production | 4100 | 4100-Natural gas | KTOE | HR | 2010 | nrg_103a | 92.7251
Primary production | 4100 | 4100-Natural gas | KTOE | UA | 2010 | nrg_103a | 646.0442
Imports | 4100 | 4100-Natural gas | KTOE | MK | 2013 | nrg_103a | 5.4303
Consumption in Oil and gas extraction | 4100 | 4100-Natural gas | KTOE | HU | 2014 | nrg_103a | 0.87923
Consumption in Pipeline transport | 4100 | 4100-Natural gas | KTOE | DE | 2010 | nrg_103a | 15.173
Consumption in Pipeline transport | 4100 | 4100-Natural gas | KTOE | HU | 2010 | nrg_103a | 1.1514
Imports | 4000 | 4000-Gas | KTOE | EL | 2009 | nrg_103a | 124.0507
Imports | 4000 | 4000-Gas | KTOE | ES | 2012 | nrg_103a | 1277.175
Imports | 4000 | 4000-Gas | KTOE | MK | 2011 | nrg_103a | 4.618
Primary production | 5100 | 5100-Nuclear heat | KTOE | FR | 2009 | nrg_104a | 4425.1503
Primary production | 5100 | 5100-Nuclear heat | KTOE | UK | 2010 | nrg_104a | 671.1105
Primary production | 7200 | 7200-Waste (non-renewable) | KTOE | AT | 2012 | nrg_108a | 29.2657
Transformation input in BKB / PB Plants | 2210 | 2210-Lignite/Brown Coal | KTOE | DE | 2013 | nrg_110a | 145.4787
Primary production | 3105 | 3105-Crude oil (without NGL) | KTOE | AL | 2012 | nrg_110a | 42.8896
Primary production | 3105 | 3105-Crude oil (without NGL) | KTOE | UK | 2010 | nrg_110a | 2487.4407
Imports | 3105 | 3105-Crude oil (without NGL) | KTOE | EL | 2013 | nrg_110a | 819.8006
Primary production | 4000 | 4000-Gas | KTOE | AT | 2012 | nrg_110a | 61.9479
Primary production | 4000 | 4000-Gas | KTOE | UA | 2011 | nrg_110a | 650.3189
Consumption in Coke Ovens | 4000 | 4000-Gas | KTOE | DE | 2011 | nrg_110a | 22.7553
Consumption in Coke Ovens | 4000 | 4000-Gas | KTOE | HU | 2013 | nrg_110a | 2.8805
Transformation output from Coke Ovens | 4000 | 4000-Gas | KTOE | FR | 2013 | nrg_110a | 21.8677
Transformation output from Coke Ovens | 4000 | 4000-Gas | KTOE | HU | 2009 | nrg_110a | 5.8364
Consumption in Pipeline transport | 4000 | 4000-Gas | KTOE | DE | 2012 | nrg_110a | 12.6818
Consumption in Pipeline transport | 4000 | 4000-Gas | KTOE | LT | 2009 | nrg_110a | 0.95878
Primary production | 4100 | 4100-Natural gas | KTOE | AT | 2014 | nrg_110a | 45.4268
Primary production | 5100 | 5100-Nuclear heat | KTOE | SI | 2014 | nrg_104a | 68.7975
Primary production | 7200 | 7200-Waste (non-renewable) | KTOE | SI | 2012 | nrg_110a | 1.3314
Primary production | 4000 | 4000-Gas | KTOE | SI | 2009 | nrg_103a | 0.10886
Primary production | 2210 | 2210-Lignite/Brown Coal | KTOE | SK | 2011 | nrg_110a | 25.1878
Transformation output from Coke Ovens | 0 | 0000-All products | KTOE | NL | 2013 | nrg_110a | 75.6262
Transformation output from Coke Ovens | 0 | 0000-All products | KTOE | PL | 2009 | nrg_110a | 267.3062
Consumption in Pipeline transport | 0 | 0000-All products | KTOE | HR | 2009 | nrg_110a | 0.09211
Consumption in Pipeline transport | 0 | 0000-All products | KTOE | LT | 2012 | nrg_110a | 1.2895
Consumption in Coke Ovens | 4220 | 4220-Blast Furnace Gas | KTOE | DE | 2014 | nrg_110a | 17.7311
Consumption in Coke Ovens | 4220 | 4220-Blast Furnace Gas | KTOE | FR | 2009 | nrg_110a | 9.4622
Consumption in Pipeline transport | 6000 | 6000-Electrical energy | KTOE | CZ | 2011 | nrg_110a | 0.20097
Consumption in Pipeline transport | 6000 | 6000-Electrical energy | KTOE | LV | 2012 | nrg_110a | 0.087923
Imports | 6000 | 6000-Electrical energy | KTOE | ES | 2013 | nrg_110a | 35.592
Imports | 6000 | 6000-Electrical energy | KTOE | EL | 2011 | nrg_110a | 25.8493
Consumption in Oil and gas extraction | 6000 | 6000-Electrical energy | KTOE | ES | 2014 | nrg_110a | 0.52335
Consumption in Oil and gas extraction | 6000 | 6000-Electrical energy | KTOE | FR | 2012 | nrg_110a | 1.8631
Consumption in Oil and gas extraction | 6000 | 6000-Electrical energy | KTOE | HR | 2012 | nrg_110a | 0.36425
Consumption in Oil and gas extraction | 6000 | 6000-Electrical energy | KTOE | IT | 2014 | nrg_110a | 1.3063
Consumption in Coal Mines | 6000 | 6000-Electrical energy | KTOE | PT | 2010 | nrg_110a | 0.0041868
Transformation output from Coke Ovens | 0 | 0000-All products | KTOE | ES | 2014 | nrg_100a | 57.736
Primary production | 0 | 0000-All products | KTOE | SI | 2011 | nrg_100a | 160.6308
Primary production | 0 | 0000-All products | KTOE | SK | 2012 | nrg_100a | 260.9632
Primary production | 5520 | 5520-Wind power | KTOE | TR | 2009 | nrg_110a | 5.38
Primary production | 5520 | 5520-Wind power | KTOE | UA | 2010 | nrg_107a | 0.18003
Imports | 6000 | 6000-Electrical energy | KTOE | AL | 2014 | nrg_110a | 11.6979
Transformation input in BKB / PB Plants | 0 | 0000-All products | KTOE | EE | 2011 | nrg_100a | 1.2519
Primary production | 0 | 0000-All products | KTOE | NO | 2012 | nrg_100a | 8497.0478
Imports | 2112 | 2112-Patent Fuels | KTOE | AT | 2012 | nrg_101a | 0.20515
Consumption in Oil and gas extraction | 6000 | 6000-Electrical energy | KTOE | TR | 2011 | nrg_105a | 0.28889
Consumption in Oil and gas extraction | 0 | 0000-All products | KTOE | SK | 2009 | nrg_110a | 0.59034
Consumption in Oil and gas extraction | 0 | 0000-All products | KTOE | TR | 2013 | nrg_110a | 0.30145
Consumption in Oil and gas extraction | 0 | 0000-All products | KTOE | SI | 2011 | nrg_110a | 0.071176
Imports | 0 | 0000-All products | KTOE | NO | 2013 | nrg_110a | 354.0609
Transformation input in Coke Ovens | 0 | 0000-All products | KTOE | EE | 2009 | nrg_110a | 0.80387
Transformation input in BKB / PB Plants | 0 | 0000-All products | KTOE | RS | 2011 | nrg_110a | 23.1195
Transformation output from Gas Works | 0 | 0000-All products | KTOE | CZ | 2009 | nrg_110a | 14.9301
Imports | 6000 | 6000-Electrical energy | KTOE | SE | 2010 | nrg_100a | 53.7501
Consumption in Gas Works | 6000 | 6000-Electrical energy | KTOE | UA | 2014 | nrg_100a | 0.19259
Consumption in Coal Mines | 6000 | 6000-Electrical energy | KTOE | FR | 2014 | nrg_100a | 0.15491
Consumption in Pipeline transport | 6000 | 6000-Electrical energy | KTOE | PL | 2009 | nrg_100a | 1.2142
Consumption in Pipeline transport | 6000 | 6000-Electrical energy | KTOE | PT | 2011 | nrg_100a | 0.046055
Consumption in Pipeline transport | 6000 | 6000-Electrical energy | KTOE | RO | 2009 | nrg_100a | 0.13398
Consumption in Pipeline transport | 6000 | 6000-Electrical energy | KTOE | UA | 2012 | nrg_100a | 3.3578
Transformation input in Coke Ovens | 0 | 0000-All products | KTOE | DE | 2009 | nrg_100a | 272.343
Transformation input in Coke Ovens | 0 | 0000-All products | KTOE | CZ | 2013 | nrg_100a | 96.4639
Primary production | 0 | 0000-All products | KTOE | PL | 2013 | nrg_100a | 2954.6457
Primary production | 0 | 0000-All products | KTOE | PT | 2010 | nrg_100a | 242.8428
Imports | 0 | 0000-All products | KTOE | CZ | 2011 | nrg_100a | 885.123
Imports | 0 | 0000-All products | KTOE | SE | 2013 | nrg_100a | 1177.391
Imports | 6000 | 6000-Electrical energy | KTOE | BG | 2012 | nrg_105a | 8.4699
Consumption in Coal Mines | 6000 | 6000-Electrical energy | KTOE | HU | 2012 | nrg_105a | 1.3775
Consumption in Gas Works | 6000 | 6000-Electrical energy | KTOE | CZ | 2014 | nrg_105a | 0.1591
Primary production | 0 | 0000-All products | KTOE | PL | 2009 | nrg_110a | 2798.6288
Primary production | 0 | 0000-All products | KTOE | RO | 2010 | nrg_110a | 1162.9632
Imports | 0 | 0000-All products | KTOE | BG | 2014 | nrg_110a | 483.3535
Imports | 0 | 0000-All products | KTOE | SE | 2014 | nrg_110a | 1318.9341
Transformation input in Patent Fuel Plants | 0 | 0000-All products | KTOE | FR | 2009 | nrg_110a | 0.10467
Consumption in Pipeline transport | 0 | 0000-All products | KTOE | RO | 2013 | nrg_110a | 0.18422
Consumption in Pipeline transport | 0 | 0000-All products | KTOE | SK | 2010 | nrg_110a | 16.1862
Consumption in Pipeline transport | 0 | 0000-All products | KTOE | UA | 2012 | nrg_110a | 87.5041
Imports | 2112 | 2112-Patent Fuels | KTOE | RS | 2010 | nrg_110a | 0.058615
Consumption in BKB / PB Plants | 6000 | 6000-Electrical energy | KTOE | LT | 2009 | nrg_110a | 0.016747
Consumption in Pipeline transport | 6000 | 6000-Electrical energy | KTOE | RO | 2011 | nrg_110a | 0.11723
Consumption in Coal Mines | 6000 | 6000-Electrical energy | KTOE | EL | 2009 | nrg_110a | 3.496
Consumption in Pipeline transport | 0 | 0000-All products | KTOE | TR | 2014 | nrg_100a | 13.3852
Imports | 6000 | 6000-Electrical energy | KTOE | ME | 2009 | nrg_100a | 4.4171
Imports | 6000 | 6000-Electrical energy | KTOE | RO | 2013 | nrg_100a | 9.8515
Consumption in BKB / PB Plants | 6000 | 6000-Electrical energy | KTOE | RS | 2013 | nrg_100a | 0.77037
Consumption in Oil and gas extraction | 6000 | 6000-Electrical energy | KTOE | HU | 2012 | nrg_100a | 0.98808
Consumption in Coal Mines | 6000 | 6000-Electrical energy | KTOE | PT | 2012 | nrg_100a | 0.01256
Consumption in BKB / PB Plants | 6000 | 6000-Electrical energy | KTOE | IE | 2013 | nrg_100a | 0.33494
Consumption in Pipeline transport | 6000 | 6000-Electrical energy | KTOE | CZ | 2013 | nrg_100a | 0.19259
Consumption in Pipeline transport | 6000 | 6000-Electrical energy | KTOE | LV | 2014 | nrg_100a | 0.071176
Transformation input in Coke Ovens | 0 | 0000-All products | KTOE | SE | 2011 | nrg_100a | 49.1488
Transformation input in Gas Works | 0 | 0000-All products | KTOE | EE | 2009 | nrg_100a | 9.9227
Transformation input in Gas Works | 0 | 0000-All products | KTOE | PL | 2011 | nrg_100a | 0.13816
Transformation input in Patent Fuel Plants | 0 | 0000-All products | KTOE | UA | 2014 | nrg_100a | 1.39
Transformation input in BKB / PB Plants | 0 | 0000-All products | KTOE | DE | 2010 | nrg_100a | 128.7357
Transformation input in BKB / PB Plants | 0 | 0000-All products | KTOE | FI | 2009 | nrg_100a | 0.51498
Primary production | 0 | 0000-All products | KTOE | LV | 2009 | nrg_100a | 87.8139
Primary production | 0 | 0000-All products | KTOE | MD | 2014 | nrg_100a | 12.9414
Primary production | 0 | 0000-All products | KTOE | ME | 2010 | nrg_100a | 37.3169
Imports | 0 | 0000-All products | KTOE | EE | 2009 | nrg_100a | 85.842
Transformation output from Patent Fuel Plants | 0 | 0000-All products | KTOE | UK | 2010 | nrg_100a | 9.3156
Transformation output from BKB / PB Plants | 0 | 0000-All products | KTOE | LT | 2010 | nrg_100a | 0.12142
Consumption in Oil and gas extraction | 0 | 0000-All products | KTOE | HU | 2013 | nrg_100a | 4.7813
Consumption in Coke Ovens | 4220 | 4220-Blast Furnace Gas | KTOE | FR | 2012 | nrg_103a | 9.5459
Imports | 6000 | 6000-Electrical energy | KTOE | EE | 2014 | nrg_105a | 13.4271
Consumption in Coal Mines | 6000 | 6000-Electrical energy | KTOE | EE | 2013 | nrg_105a | 0.84155
Consumption in Coal Mines | 6000 | 6000-Electrical energy | KTOE | PT | 2014 | nrg_105a | 0.01256
Consumption in Coke Ovens | 6000 | 6000-Electrical energy | KTOE | HU | 2010 | nrg_105a | 0.21771
Consumption in BKB / PB Plants | 6000 | 6000-Electrical energy | KTOE | IE | 2011 | nrg_105a | 0.32238
Consumption in Pipeline transport | 6000 | 6000-Electrical energy | KTOE | HR | 2013 | nrg_105a | 0.087923
Consumption in Pipeline transport | 6000 | 6000-Electrical energy | KTOE | LV | 2010 | nrg_105a | 0.066989
Primary production | 5520 | 5520-Wind power | KTOE | BE | 2013 | nrg_107a | 13.2722
Primary production | 5520 | 5520-Wind power | KTOE | HU | 2013 | nrg_107a | 2.5833
Transformation input in Coke Ovens | 0 | 0000-All products | KTOE | HU | 2012 | nrg_110a | 42.4123
Transformation output from Patent Fuel Plants | 0 | 0000-All products | KTOE | UA | 2014 | nrg_110a | 2.1101
Transformation output from BKB / PB Plants | 0 | 0000-All products | KTOE | UA | 2014 | nrg_110a | 4.7395
Consumption in Coal Mines | 0 | 0000-All products | KTOE | EE | 2011 | nrg_110a | 2.1729
Consumption in Coal Mines | 0 | 0000-All products | KTOE | MK | 2012 | nrg_110a | 0.49823
Primary production | 0 | 0000-All products | KTOE | AL | 2011 | nrg_110a | 61.3408
Primary production | 0 | 0000-All products | KTOE | AT | 2009 | nrg_110a | 478.7271
Primary production | 0 | 0000-All products | KTOE | FR | 2013 | nrg_110a | 5632.8872
Primary production | 0 | 0000-All products | KTOE | MK | 2011 | nrg_110a | 72.687
Imports | 0 | 0000-All products | KTOE | EE | 2012 | nrg_110a | 130.042
Transformation input in Coke Ovens | 0 | 0000-All products | KTOE | AT | 2014 | nrg_110a | 51.6065
Consumption in BKB / PB Plants | 0 | 0000-All products | KTOE | IE | 2009 | nrg_110a | 1.0132
Transformation input in Gas Works | 0 | 0000-All products | KTOE | DK | 2013 | nrg_110a | 0.63221
Transformation input in Gas Works | 0 | 0000-All products | KTOE | SE | 2009 | nrg_110a | 0.73269
Transformation input in Patent Fuel Plants | 0 | 0000-All products | KTOE | UK | 2014 | nrg_110a | 9.6715
Transformation output from Coke Ovens | 0 | 0000-All products | KTOE | HU | 2012 | nrg_110a | 39.9421
Transformation output from Coke Ovens | 0 | 0000-All products | KTOE | NL | 2009 | nrg_110a | 65.4941
Transformation output from Coke Ovens | 0 | 0000-All products | KTOE | SK | 2013 | nrg_110a | 57.4178
Consumption in Pipeline transport | 0 | 0000-All products | KTOE | DE | 2011 | nrg_110a | 13.2722
Transformation output from Patent Fuel Plants | 2112 | 2112-Patent Fuels | KTOE | UK | 2012 | nrg_110a | 7.5614
Consumption in Coke Ovens | 4220 | 4220-Blast Furnace Gas | KTOE | DE | 2010 | nrg_110a | 12.4934
Primary production | 5520 | 5520-Wind power | KTOE | FI | 2011 | nrg_110a | 1.7333
Primary production | 5520 | 5520-Wind power | KTOE | FR | 2014 | nrg_110a | 62.0944
Primary production | 5520 | 5520-Wind power | KTOE | HR | 2011 | nrg_110a | 0.72432
Consumption in Gas Works | 6000 | 6000-Electrical energy | KTOE | ES | 2011 | nrg_110a | 0.39356
Consumption in Pipeline transport | 6000 | 6000-Electrical energy | KTOE | HR | 2011 | nrg_110a | 0.075362
Imports | 6000 | 6000-Electrical energy | KTOE | RO | 2011 | nrg_110a | 12.2757
Imports | 6000 | 6000-Electrical energy | KTOE | ES | 2009 | nrg_110a | 24.3044
Primary production | 4100 | 4100-Natural gas | KTOE | SK | 2012 | nrg_103a | 5.3256
Primary production | 2210 | 2210-Lignite/Brown Coal | KTOE | SK | 2010 | nrg_101a | 25.6818
Primary production | 7200 | 7200-Waste (non-renewable) | KTOE | TR | 2009 | nrg_108a | 1.0551
Primary production | 7200 | 7200-Waste (non-renewable) | KTOE | TR | 2011 | nrg_110a | 1.4989
Imports | 2210 | 2210-Lignite/Brown Coal | KTOE | PL | 2011 | nrg_101a | 0.64058
Transformation input in BKB / PB Plants | 2210 | 2210-Lignite/Brown Coal | KTOE | RS | 2013 | nrg_101a | 16.5086
Transformation output from Gas Works | 4000 | 4000-Gas | KTOE | EE | 2013 | nrg_103a | 6.4812
Primary production | 4100 | 4100-Natural gas | KTOE | NO | 2014 | nrg_103a | 3977.0288
Consumption in Oil and gas extraction | 4100 | 4100-Natural gas | KTOE | SI | 2011 | nrg_103a | 0.071176
Primary production | 4000 | 4000-Gas | KTOE | NO | 2010 | nrg_103a | 3986.1727
Imports | 2210 | 2210-Lignite/Brown Coal | KTOE | PL | 2014 | nrg_110a | 1.4361
Imports | 3105 | 3105-Crude oil (without NGL) | KTOE | NO | 2011 | nrg_110a | 53.2059
Consumption in Oil and gas extraction | 4000 | 4000-Gas | KTOE | SK | 2013 | nrg_110a | 0.66989
Consumption in Oil and gas extraction | 4100 | 4100-Natural gas | KTOE | SI | 2009 | nrg_110a | 0.10886
Primary production | 7200 | 7200-Waste (non-renewable) | KTOE | PL | 2012 | nrg_100a | 17.5636
Imports | 4000 | 4000-Gas | KTOE | PL | 2010 | nrg_100a | 373.1234
Transformation output from Gas Works | 4000 | 4000-Gas | KTOE | CZ | 2011 | nrg_100a | 16.1652
Consumption in Oil and gas extraction | 4000 | 4000-Gas | KTOE | SK | 2009 | nrg_100a | 0.51079
Primary production | 3105 | 3105-Crude oil (without NGL) | KTOE | RO | 2010 | nrg_102a | 183.2646
Primary production | 3105 | 3105-Crude oil (without NGL) | KTOE | PL | 2009 | nrg_102a | 28.7926
Imports | 3105 | 3105-Crude oil (without NGL) | KTOE | RS | 2009 | nrg_102a | 97.0751
Imports | 3105 | 3105-Crude oil (without NGL) | KTOE | SE | 2014 | nrg_102a | 779.0379
Imports | 3270A | 3270A-Total fuel oil | KTOE | RS | 2013 | nrg_102a | 0.079549
Imports | 3270A | 3270A-Total fuel oil | KTOE | CY | 2014 | nrg_102a | 37.6812
Consumption in Pipeline transport | 4000 | 4000-Gas | KTOE | TR | 2014 | nrg_103a | 12.753
Consumption in Pipeline transport | 4000 | 4000-Gas | KTOE | UA | 2014 | nrg_103a | 94.136
Consumption in Pipeline transport | 4000 | 4000-Gas | KTOE | SK | 2009 | nrg_103a | 17.0486
Consumption in Gas Works | 4100 | 4100-Natural gas | KTOE | UA | 2013 | nrg_103a | 14.7752
Consumption in Pipeline transport | 4100 | 4100-Natural gas | KTOE | PL | 2009 | nrg_103a | 11.0825
Consumption in Pipeline transport | 4100 | 4100-Natural gas | KTOE | UA | 2012 | nrg_103a | 83.8909
Primary production | 4000 | 4000-Gas | KTOE | PL | 2011 | nrg_103a | 161.1834
Imports | 4000 | 4000-Gas | KTOE | BG | 2014 | nrg_103a | 93.1144
Imports | 4000 | 4000-Gas | KTOE | RS | 2009 | nrg_103a | 52.8039
Primary production | 7200 | 7200-Waste (non-renewable) | KTOE | RO | 2009 | nrg_108a | 0.88341
Primary production | 3105 | 3105-Crude oil (without NGL) | KTOE | PL | 2010 | nrg_110a | 28.5121
Primary production | 3105 | 3105-Crude oil (without NGL) | KTOE | RO | 2011 | nrg_110a | 179.9026
Imports | 3105 | 3105-Crude oil (without NGL) | KTOE | RS | 2012 | nrg_110a | 43.6348
Imports | 3105 | 3105-Crude oil (without NGL) | KTOE | PT | 2010 | nrg_110a | 476.9309
Imports | 3270A | 3270A-Total fuel oil | KTOE | CY | 2013 | nrg_110a | 33.2013
Imports | 4000 | 4000-Gas | KTOE | BG | 2014 | nrg_110a | 93.1144
Imports | 4000 | 4000-Gas | KTOE | PL | 2014 | nrg_110a | 406.5048
Imports | 4000 | 4000-Gas | KTOE | PT | 2012 | nrg_110a | 164.2147
Consumption in Pipeline transport | 4000 | 4000-Gas | KTOE | RO | 2011 | nrg_110a | 0.38937
Consumption in Pipeline transport | 4000 | 4000-Gas | KTOE | UA | 2010 | nrg_110a | 136.1087
Consumption in Gas Works | 4100 | 4100-Natural gas | KTOE | UA | 2012 | nrg_110a | 13.4061
Consumption in Pipeline transport | 4100 | 4100-Natural gas | KTOE | RO | 2009 | nrg_110a | 2.2525
Primary production | 4000 | 4000-Gas | KTOE | PL | 2012 | nrg_100a | 163.5699
Primary production | 4000 | 4000-Gas | KTOE | RO | 2013 | nrg_100a | 360.069
Primary production | 7200 | 7200-Waste (non-renewable) | KTOE | PT | 2010 | nrg_100a | 6.6445
Imports | 4000 | 4000-Gas | KTOE | BG | 2013 | nrg_100a | 93.1856
Imports | 4000 | 4000-Gas | KTOE | RS | 2012 | nrg_100a | 59.6661
Consumption in Coal Mines | 4000 | 4000-Gas | KTOE | ES | 2013 | nrg_100a | 0.033494
Consumption in Pipeline transport | 4000 | 4000-Gas | KTOE | PL | 2011 | nrg_100a | 9.2989
Consumption in Pipeline transport | 4000 | 4000-Gas | KTOE | SK | 2014 | nrg_100a | 3.5002
Consumption in Pipeline transport | 4000 | 4000-Gas | KTOE | RS | 2011 | nrg_100a | 0.037681
Consumption in Pipeline transport | 4000 | 4000-Gas | KTOE | UA | 2014 | nrg_100a | 94.136
Primary production | 3105 | 3105-Crude oil (without NGL) | KTOE | AL | 2011 | nrg_102a | 36.714
Primary production | 3105 | 3105-Crude oil (without NGL) | KTOE | FR | 2013 | nrg_102a | 33.7917
Imports | 3270A | 3270A-Total fuel oil | KTOE | EL | 2010 | nrg_102a | 62.3205
Transformation output from Coke Ovens | 4000 | 4000-Gas | KTOE | NL | 2013 | nrg_103a | 15.8135
Transformation output from Coke Ovens | 4000 | 4000-Gas | KTOE | PL | 2009 | nrg_103a | 53.3775
Consumption in Oil and gas extraction | 4000 | 4000-Gas | KTOE | LT | 2011 | nrg_103a | 0.0041868
Consumption in Pipeline transport | 4000 | 4000-Gas | KTOE | DE | 2011 | nrg_103a | 13.2722
Consumption in Pipeline transport | 4000 | 4000-Gas | KTOE | CZ | 2011 | nrg_103a | 2.6293
Consumption in Pipeline transport | 4000 | 4000-Gas | KTOE | EL | 2009 | nrg_103a | 0.01256
Consumption in Oil and gas extraction | 6000 | 6000-Electrical energy | KTOE | ES | 2010 | nrg_110a | 0.18841
Consumption in Oil and gas extraction | 6000 | 6000-Electrical energy | KTOE | IT | 2010 | nrg_110a | 1.3691
Consumption in Coke Ovens | 6000 | 6000-Electrical energy | KTOE | FR | 2011 | nrg_110a | 0.0041868
Primary production | 0 | 0000-All products | KTOE | SK | 2009 | nrg_110a | 239.2086
Primary production | 0 | 0000-All products | KTOE | TR | 2012 | nrg_110a | 1284.7489
Imports | 0 | 0000-All products | KTOE | AL | 2014 | nrg_100a | 80.1437
Imports | 6000 | 6000-Electrical energy | KTOE | NO | 2014 | nrg_100a | 22.8474
Imports | 6000 | 6000-Electrical energy | KTOE | PL | 2010 | nrg_100a | 22.7176
Transformation input in Coke Ovens | 0 | 0000-All products | KTOE | ES | 2009 | nrg_100a | 66.7543
Imports | 0 | 0000-All products | KTOE | AT | 2012 | nrg_100a | 1309.7106
Imports | 6000 | 6000-Electrical energy | KTOE | AL | 2012 | nrg_105a | 9.1356
Primary production | 5520 | 5520-Wind power | KTOE | PL | 2011 | nrg_107a | 11.5388
Transformation input in BKB / PB Plants | 0 | 0000-All products | KTOE | EE | 2009 | nrg_110a | 0.76618
Imports | 2112 | 2112-Patent Fuels | KTOE | PL | 2012 | nrg_110a | 0.35169
Primary production | 5520 | 5520-Wind power | KTOE | NO | 2012 | nrg_110a | 5.5726
Consumption in Oil and gas extraction | 6000 | 6000-Electrical energy | KTOE | SK | 2009 | nrg_110a | 0.037681
Consumption in Oil and gas extraction | 6000 | 6000-Electrical energy | KTOE | TR | 2013 | nrg_110a | 0.30145
Transformation output from Gas Works | 0 | 0000-All products | KTOE | CZ | 2013 | nrg_100a | 14.7585
Consumption in Oil and gas extraction | 0 | 0000-All products | KTOE | SI | 2009 | nrg_100a | 0.10886
Consumption in Oil and gas extraction | 0 | 0000-All products | KTOE | TR | 2011 | nrg_100a | 0.28889
Consumption in Oil and gas extraction | 0 | 0000-All products | KTOE | SK | 2013 | nrg_100a | 0.74525
Imports | 6000 | 6000-Electrical energy | KTOE | RS | 2009 | nrg_100a | 18.6606
Consumption in Gas Works | 6000 | 6000-Electrical energy | KTOE | CZ | 2014 | nrg_100a | 0.1591
Imports | 0 | 0000-All products | KTOE | CY | 2014 | nrg_100a | 95.9112
Imports | 0 | 0000-All products | KTOE | RS | 2014 | nrg_100a | 204.2112
Imports | 0 | 0000-All products | KTOE | PT | 2010 | nrg_100a | 920.1958
Imports | 0 | 0000-All products | KTOE | RO | 2011 | nrg_100a | 511.6981
Imports | 6000 | 6000-Electrical energy | KTOE | PT | 2009 | nrg_105a | 27.3524
Imports | 6000 | 6000-Electrical energy | KTOE | RS | 2012 | nrg_105a | 20.8126
Consumption in Coal Mines | 6000 | 6000-Electrical energy | KTOE | EL | 2009 | nrg_105a | 3.496
Consumption in Pipeline transport | 6000 | 6000-Electrical energy | KTOE | TR | 2014 | nrg_105a | 0.63221
Consumption in Pipeline transport | 6000 | 6000-Electrical energy | KTOE | UA | 2014 | nrg_105a | 2.6293
Primary production | 5520 | 5520-Wind power | KTOE | PT | 2012 | nrg_107a | 36.9318
Primary production | 5520 | 5520-Wind power | KTOE | RO | 2012 | nrg_107a | 9.504
Consumption in Coal Mines | 0 | 0000-All products | KTOE | ES | 2013 | nrg_110a | 1.8338
Consumption in Coal Mines | 0 | 0000-All products | KTOE | FR | 2014 | nrg_110a | 0.15491
Imports | 0 | 0000-All products | KTOE | PT | 2011 | nrg_110a | 930.6084
Imports | 0 | 0000-All products | KTOE | RS | 2010 | nrg_110a | 255.2022
Transformation input in Coke Ovens | 0 | 0000-All products | KTOE | DE | 2011 | nrg_110a | 344.5318
Consumption in Gas Works | 0 | 0000-All products | KTOE | UA | 2013 | nrg_110a | 15.5498
Consumption in Pipeline transport | 0 | 0000-All products | KTOE | RS | 2013 | nrg_110a | 0.079549
Primary production | 5520 | 5520-Wind power | KTOE | PL | 2013 | nrg_110a | 21.6164
Primary production | 5520 | 5520-Wind power | KTOE | PT | 2010 | nrg_110a | 33.0548
Consumption in Gas Works | 6000 | 6000-Electrical energy | KTOE | UA | 2013 | nrg_110a | 0.24283
Consumption in Pipeline transport | 6000 | 6000-Electrical energy | KTOE | PL | 2011 | nrg_110a | 1.21
Consumption in Pipeline transport | 6000 | 6000-Electrical energy | KTOE | PT | 2013 | nrg_110a | 0.033494
Consumption in Pipeline transport | 6000 | 6000-Electrical energy | KTOE | SK | 2012 | nrg_110a | 0.16747
Consumption in Pipeline transport | 6000 | 6000-Electrical energy | KTOE | UA | 2014 | nrg_110a | 2.6293
Imports | 6000 | 6000-Electrical energy | KTOE | PT | 2010 | nrg_110a | 20.9298
Consumption in Coal Mines | 6000 | 6000-Electrical energy | KTOE | ES | 2009 | nrg_110a | 0.83736
Consumption in Coal Mines | 0 | 0000-All products | KTOE | EL | 2013 | nrg_100a | 3.2196
Consumption in Coal Mines | 0 | 0000-All products | KTOE | ES | 2011 | nrg_100a | 0.72432
Consumption in BKB / PB Plants | 0 | 0000-All products | KTOE | LT | 2009 | nrg_100a | 0.020934
Consumption in Gas Works | 0 | 0000-All products | KTOE | CZ | 2009 | nrg_100a | 5.468
Consumption in Gas Works | 0 | 0000-All products | KTOE | UA | 2013 | nrg_100a | 15.5498
Consumption in Pipeline transport | 0 | 0000-All products | KTOE | RO | 2013 | nrg_100a | 0.18422
Consumption in Pipeline transport | 0 | 0000-All products | KTOE | SK | 2010 | nrg_100a | 16.1862
Imports | 6000 | 6000-Electrical energy | KTOE | EL | 2011 | nrg_100a | 25.8493
Consumption in Gas Works | 6000 | 6000-Electrical energy | KTOE | ES | 2009 | nrg_100a | 1.4696
Consumption in Coal Mines | 6000 | 6000-Electrical energy | KTOE | MK | 2010 | nrg_100a | 0.37263
Consumption in Coke Ovens | 6000 | 6000-Electrical energy | KTOE | FR | 2011 | nrg_100a | 0.0041868
Consumption in Pipeline transport | 6000 | 6000-Electrical energy | KTOE | LT | 2010 | nrg_100a | 0.09211
Consumption in Pipeline transport | 6000 | 6000-Electrical energy | KTOE | MD | 2010 | nrg_100a | 0.01256
Transformation input in Coke Ovens | 0 | 0000-All products | KTOE | HU | 2014 | nrg_100a | 38.2297
Primary production | 0 | 0000-All products | KTOE | AL | 2011 | nrg_100a | 61.3408
Primary production | 0 | 0000-All products | KTOE | AT | 2011 | nrg_100a | 475.6582
Primary production | 0 | 0000-All products | KTOE | UA | 2009 | nrg_100a | 3216.5845
Primary production | 0 | 0000-All products | KTOE | XK | 2014 | nrg_100a | 67.1981
Imports | 0 | 0000-All products | KTOE | NL | 2013 | nrg_100a | 8024.693
Imports | 0 | 0000-All products | KTOE | MT | 2012 | nrg_100a | 91.8082
Imports | 0 | 0000-All products | KTOE | MK | 2010 | nrg_100a | 65.4439
Transformation output from Patent Fuel Plants | 2112 | 2112-Patent Fuels | KTOE | UK | 2012 | nrg_101a | 7.5614
Imports | 6000 | 6000-Electrical energy | KTOE | ES | 2011 | nrg_105a | 28.554
Imports | 6000 | 6000-Electrical energy | KTOE | ME | 2013 | nrg_105a | 2.9308
Consumption in Oil and gas extraction | 6000 | 6000-Electrical energy | KTOE | ES | 2012 | nrg_105a | 0.15072
Consumption in Oil and gas extraction | 6000 | 6000-Electrical energy | KTOE | FR | 2012 | nrg_105a | 1.8631
Consumption in Oil and gas extraction | 6000 | 6000-Electrical energy | KTOE | HR | 2012 | nrg_105a | 0.36425
Consumption in Coal Mines | 6000 | 6000-Electrical energy | KTOE | RO | 2009 | nrg_105a | 3.9188
Consumption in Coke Ovens | 6000 | 6000-Electrical energy | KTOE | DE | 2014 | nrg_105a | 1.0802
Consumption in Gas Works | 6000 | 6000-Electrical energy | KTOE | ES | 2011 | nrg_105a | 0.39356
Consumption in Pipeline transport | 6000 | 6000-Electrical energy | KTOE | CZ | 2011 | nrg_105a | 0.20097
Consumption in Pipeline transport | 6000 | 6000-Electrical energy | KTOE | HU | 2014 | nrg_105a | 0.037681
Consumption in Pipeline transport | 6000 | 6000-Electrical energy | KTOE | IT | 2014 | nrg_105a | 1.5366
Consumption in Pipeline transport | 6000 | 6000-Electrical energy | KTOE | MD | 2010 | nrg_105a | 0.01256
Transformation input in Coke Ovens | 0 | 0000-All products | KTOE | RO | 2009 | nrg_110a | 13.6406
Consumption in Coke Ovens | 0 | 0000-All products | KTOE | HU | 2010 | nrg_110a | 3.923
Primary production | 0 | 0000-All products | KTOE | BE | 2011 | nrg_110a | 665.1611
Primary production | 0 | 0000-All products | KTOE | XK | 2013 | nrg_110a | 75.0442
Primary production | 0 | 0000-All products | KTOE | UK | 2014 | nrg_110a | 4503.3263
Imports | 0 | 0000-All products | KTOE | EL | 2009 | nrg_110a | 1325.1641
Consumption in BKB / PB Plants | 0 | 0000-All products | KTOE | RS | 2013 | nrg_110a | 0.77037
Transformation input in Gas Works | 0 | 0000-All products | KTOE | PL | 2011 | nrg_110a | 0.13816
Transformation output from Coke Ovens | 0 | 0000-All products | KTOE | ES | 2010 | nrg_110a | 77.5479
Consumption in Pipeline transport | 0 | 0000-All products | KTOE | FR | 2009 | nrg_110a | 0.016747
Consumption in Pipeline transport | 0 | 0000-All products | KTOE | HR | 2011 | nrg_110a | 0.075362
Consumption in Pipeline transport | 0 | 0000-All products | KTOE | LT | 2014 | nrg_110a | 1.1053
Consumption in Coke Ovens | 4220 | 4220-Blast Furnace Gas | KTOE | FR | 2011 | nrg_110a | 10.9024
Primary production | 5520 | 5520-Wind power | KTOE | LV | 2009 | nrg_110a | 0.18003
Consumption in Pipeline transport | 6000 | 6000-Electrical energy | KTOE | CZ | 2013 | nrg_110a | 0.19259
Consumption in Pipeline transport | 6000 | 6000-Electrical energy | KTOE | LV | 2014 | nrg_110a | 0.071176
Consumption in Pipeline transport | 6000 | 6000-Electrical energy | KTOE | IT | 2010 | nrg_110a | 1.7124
Imports | 6000 | 6000-Electrical energy | KTOE | ME | 2009 | nrg_110a | 4.4171
Imports | 6000 | 6000-Electrical energy | KTOE | EL | 2013 | nrg_110a | 20.8377
Consumption in Oil and gas extraction | 6000 | 6000-Electrical energy | KTOE | FR | 2014 | nrg_110a | 1.2812
Consumption in Oil and gas extraction | 6000 | 6000-Electrical energy | KTOE | HR | 2014 | nrg_110a | 0.39775
Consumption in Coal Mines | 6000 | 6000-Electrical energy | KTOE | RO | 2010 | nrg_110a | 3.563
Consumption in Coal Mines | 6000 | 6000-Electrical energy | KTOE | PT | 2012 | nrg_110a | 0.01256
Transformation output from Coke Ovens | 0 | 0000-All products | KTOE | FI | 2012 | nrg_100a | 33.6326
Transformation output from Coke Ovens | 0 | 0000-All products | KTOE | IT | 2014 | nrg_100a | 70.9411
Consumption in Coal Mines | 0 | 0000-All products | KTOE | HU | 2013 | nrg_100a | 1.457
Primary production | 5520 | 5520-Wind power | KTOE | SI | 2014 | nrg_110a | 0.01256
Primary production | 0 | 0000-All products | KTOE | TR | 2011 | nrg_110a | 1345.1519
Primary production | 5520 | 5520-Wind power | KTOE | TR | 2014 | nrg_110a | 30.6725
Imports | 0 | 0000-All products | KTOE | AL | 2013 | nrg_100a | 75.4838
Imports | 6000 | 6000-Electrical energy | KTOE | NO | 2013 | nrg_100a | 36.488
Imports | 6000 | 6000-Electrical energy | KTOE | PL | 2009 | nrg_100a | 26.649
Imports | 0 | 0000-All products | KTOE | AT | 2011 | nrg_100a | 1275.2114
Imports | 6000 | 6000-Electrical energy | KTOE | AL | 2011 | nrg_105a | 11.744
Primary production | 5520 | 5520-Wind power | KTOE | PL | 2010 | nrg_107a | 5.9913
Consumption in Oil and gas extraction | 0 | 0000-All products | KTOE | SK | 2014 | nrg_110a | 0.381
Transformation input in Coke Ovens | 0 | 0000-All products | KTOE | EE | 2014 | nrg_110a | 1.1346
Transformation output from Gas Works | 0 | 0000-All products | KTOE | CZ | 2014 | nrg_110a | 15.5205
Imports | 2112 | 2112-Patent Fuels | KTOE | AT | 2014 | nrg_110a | 0.26377
Consumption in Pipeline transport | 4000 | 4000-Gas | KTOE | MD | 2010 | nrg_103a | 0.033494
Primary production | 4100 | 4100-Natural gas | KTOE | AT | 2009 | nrg_103a | 56.2664
Primary production | 4100 | 4100-Natural gas | KTOE | AL | 2013 | nrg_103a | 0.61127
Primary production | 4100 | 4100-Natural gas | KTOE | FR | 2012 | nrg_103a | 18.8992
Imports | 4100 | 4100-Natural gas | KTOE | MK | 2010 | nrg_103a | 4.0026
Transformation input in Gas Works | 4100 | 4100-Natural gas | KTOE | SE | 2009 | nrg_103a | 0.1591
Consumption in Oil and gas extraction | 4100 | 4100-Natural gas | KTOE | IT | 2010 | nrg_103a | 11.5095
Consumption in Coke Ovens | 4100 | 4100-Natural gas | KTOE | HU | 2014 | nrg_103a | 0.025121
Consumption in Pipeline transport | 4100 | 4100-Natural gas | KTOE | CZ | 2013 | nrg_103a | 1.6663
Primary production | 4000 | 4000-Gas | KTOE | MD | 2012 | nrg_103a | 0.0041868
Imports | 4000 | 4000-Gas | KTOE | ES | 2009 | nrg_103a | 1330.2971
Primary production | 7200 | 7200-Waste (non-renewable) | KTOE | AT | 2009 | nrg_108a | 30.1031
Primary production | 2210 | 2210-Lignite/Brown Coal | KTOE | HU | 2013 | nrg_110a | 67.4787
Primary production | 2210 | 2210-Lignite/Brown Coal | KTOE | ME | 2014 | nrg_110a | 15.2441
Transformation input in BKB / PB Plants | 2210 | 2210-Lignite/Brown Coal | KTOE | DE | 2010 | nrg_110a | 128.7357
Imports | 2210 | 2210-Lignite/Brown Coal | KTOE | MK | 2014 | nrg_110a | 0.66151
Imports | 2210 | 2210-Lignite/Brown Coal | KTOE | RO | 2013 | nrg_110a | 1.6035
Primary production | 3105 | 3105-Crude oil (without NGL) | KTOE | AL | 2009 | nrg_110a | 23.153
Imports | 3105 | 3105-Crude oil (without NGL) | KTOE | EL | 2010 | nrg_110a | 860.0441
Imports | 3105 | 3105-Crude oil (without NGL) | KTOE | MK | 2013 | nrg_110a | 2.2023
Imports | 3270A | 3270A-Total fuel oil | KTOE | MK | 2012 | nrg_110a | 5.3214
Primary production | 4000 | 4000-Gas | KTOE | AL | 2014 | nrg_110a | 1.0383
Primary production | 4000 | 4000-Gas | KTOE | AT | 2009 | nrg_110a | 56.2664
Imports | 4000 | 4000-Gas | KTOE | ES | 2013 | nrg_110a | 1292.7415
Consumption in Coke Ovens | 4000 | 4000-Gas | KTOE | HU | 2010 | nrg_110a | 3.7053
Transformation output from Coke Ovens | 4000 | 4000-Gas | KTOE | FR | 2010 | nrg_110a | 21.7044
Transformation output from Coke Ovens | 4000 | 4000-Gas | KTOE | FI | 2014 | nrg_110a | 7.9047
Transformation output from Coke Ovens | 4000 | 4000-Gas | KTOE | TR | 2012 | nrg_110a | 26.2429
Transformation output from Coke Ovens | 4000 | 4000-Gas | KTOE | SE | 2011 | nrg_110a | 8.4364
Consumption in Pipeline transport | 4000 | 4000-Gas | KTOE | DE | 2009 | nrg_110a | 13.5317
Consumption in Pipeline transport | 4000 | 4000-Gas | KTOE | HU | 2012 | nrg_110a | 2.3739
Consumption in Pipeline transport | 4000 | 4000-Gas | KTOE | MD | 2014 | nrg_110a | 0.26377
Primary production | 4100 | 4100-Natural gas | KTOE | AL | 2012 | nrg_110a | 0.55266
Primary production | 4100 | 4100-Natural gas | KTOE | AT | 2011 | nrg_110a | 57.6397
Primary production | 4100 | 4100-Natural gas | KTOE | HR | 2010 | nrg_110a | 92.7251
Consumption in Oil and gas extraction | 4100 | 4100-Natural gas | KTOE | LT | 2013 | nrg_110a | 0.0041868
Consumption in Coke Ovens | 4100 | 4100-Natural gas | KTOE | FR | 2010 | nrg_110a | 0.075362
Consumption in Coke Ovens | 4100 | 4100-Natural gas | KTOE | UK | 2012 | nrg_110a | 0.86248
Primary production | 5100 | 5100-Nuclear heat | KTOE | SI | 2012 | nrg_110a | 59.7038
Primary production | 5100 | 5100-Nuclear heat | KTOE | SI | 2009 | nrg_104a | 61.9814
Primary production | 2210 | 2210-Lignite/Brown Coal | KTOE | SI | 2010 | nrg_101a | 50.0741
Primary production | 7200 | 7200-Waste (non-renewable) | KTOE | SK | 2012 | nrg_108a | 1.8045
Primary production | 5100 | 5100-Nuclear heat | KTOE | SK | 2014 | nrg_110a | 169.1844
Primary production | 3105 | 3105-Crude oil (without NGL) | KTOE | SK | 2014 | nrg_110a | 0.381
Primary production | 5100 | 5100-Nuclear heat | KTOE | SK | 2013 | nrg_100a | 171.9226
Primary production | 4000 | 4000-Gas | KTOE | SK | 2013 | nrg_103a | 4.371
Primary production | 4000 | 4000-Gas | KTOE | SK | 2011 | nrg_110a | 4.304
Primary production | 7200 | 7200-Waste (non-renewable) | KTOE | TR | 2012 | nrg_100a | 1.5659
Primary production | 2210 | 2210-Lignite/Brown Coal | KTOE | TR | 2014 | nrg_101a | 614.3417
Imports | 3105 | 3105-Crude oil (without NGL) | KTOE | PL | 2013 | nrg_102a | 964.5047
Consumption in Oil and gas extraction | 4000 | 4000-Gas | KTOE | SI | 2012 | nrg_103a | 0.071176
Primary production | 4100 | 4100-Natural gas | KTOE | NO | 2009 | nrg_103a | 3888.3188
Imports | 4100 | 4100-Natural gas | KTOE | PL | 2010 | nrg_103a | 373.1234
Consumption in Oil and gas extraction | 4100 | 4100-Natural gas | KTOE | SK | 2010 | nrg_103a | 0.68664
Transformation input in BKB / PB Plants | 2210 | 2210-Lignite/Brown Coal | KTOE | RS | 2014 | nrg_110a | 6.5523
Imports | 2210 | 2210-Lignite/Brown Coal | KTOE | PL | 2009 | nrg_110a | 0.25958
Imports | 3270A | 3270A-Total fuel oil | KTOE | NO | 2012 | nrg_110a | 48.0812
Primary production | 4000 | 4000-Gas | KTOE | NO | 2011 | nrg_110a | 3757.004
Transformation output from Gas Works | 4000 | 4000-Gas | KTOE | CZ | 2010 | nrg_110a | 15.9517
Transformation output from Gas Works | 4000 | 4000-Gas | KTOE | EE | 2014 | nrg_100a | 6.4812
Transformation input in Coke Ovens | 2210 | 2210-Lignite/Brown Coal | KTOE | DE | 2010 | nrg_101a | 5.7108
Primary production | 2210 | 2210-Lignite/Brown Coal | KTOE | PL | 2012 | nrg_101a | 533.1387
Primary production | 3105 | 3105-Crude oil (without NGL) | KTOE | HR | 2011 | nrg_102a | 24.7189
Imports | 3105 | 3105-Crude oil (without NGL) | KTOE | CZ | 2011 | nrg_102a | 293.0886
Imports | 3105 | 3105-Crude oil (without NGL) | KTOE | SE | 2009 | nrg_102a | 791.749
Imports | 3270A | 3270A-Total fuel oil | KTOE | CY | 2009 | nrg_102a | 54.24
Consumption in Gas Works | 4000 | 4000-Gas | KTOE | UA | 2014 | nrg_103a | 14.0676
Consumption in Pipeline transport | 4000 | 4000-Gas | KTOE | TR | 2009 | nrg_103a | 6.4812
Consumption in Pipeline transport | 4000 | 4000-Gas | KTOE | UA | 2009 | nrg_103a | 137.2475
Imports | 4100 | 4100-Natural gas | KTOE | RO | 2011 | nrg_103a | 103.1544
Consumption in Gas Works | 4100 | 4100-Natural gas | KTOE | SE | 2010 | nrg_103a | 0.079549
Consumption in Pipeline transport | 4100 | 4100-Natural gas | KTOE | RO | 2010 | nrg_103a | 0.43543
Primary production | 4000 | 4000-Gas | KTOE | FR | 2013 | nrg_103a | 12.1124
Primary production | 4000 | 4000-Gas | KTOE | HR | 2010 | nrg_103a | 92.7251
Imports | 4000 | 4000-Gas | KTOE | BG | 2009 | nrg_103a | 89.2165
Primary production | 7200 | 7200-Waste (non-renewable) | KTOE | HR | 2012 | nrg_108a | 0.33913
Primary production | 2210 | 2210-Lignite/Brown Coal | KTOE | PL | 2011 | nrg_110a | 525.4769
Transformation input in Coke Ovens | 2210 | 2210-Lignite/Brown Coal | KTOE | DE | 2014 | nrg_110a | 5.694
Imports | 2210 | 2210-Lignite/Brown Coal | KTOE | CY | 2011 | nrg_110a | 0.0041868
Imports | 3105 | 3105-Crude oil (without NGL) | KTOE | BG | 2013 | nrg_110a | 230.3535
Imports | 3105 | 3105-Crude oil (without NGL) | KTOE | RO | 2013 | nrg_110a | 227.8331
Imports | 3270A | 3270A-Total fuel oil | KTOE | RS | 2009 | nrg_110a | 0.87923
Imports | 4000 | 4000-Gas | KTOE | BG | 2009 | nrg_110a | 89.2165
Imports | 4000 | 4000-Gas | KTOE | RO | 2012 | nrg_110a | 96.1875
Consumption in Pipeline transport | 4000 | 4000-Gas | KTOE | TR | 2013 | nrg_110a | 9.8222
Primary production | 4100 | 4100-Natural gas | KTOE | RO | 2014 | nrg_110a | 366.994
Primary production | 4100 | 4100-Natural gas | KTOE | PL | 2013 | nrg_110a | 160.0656
Consumption in Pipeline transport | 4100 | 4100-Natural gas | KTOE | TR | 2011 | nrg_110a | 6.5942
Consumption in Pipeline transport | 4100 | 4100-Natural gas | KTOE | RS | 2012 | nrg_110a | 0.037681
Imports | 7200 | 7200-Waste (non-renewable) | KTOE | CY | 2014 | nrg_110a | 0.029308
Primary production | 7200 | 7200-Waste (non-renewable) | KTOE | RO | 2012 | nrg_100a | 1.1346
Consumption in Pipeline transport | 4000 | 4000-Gas | KTOE | RO | 2012 | nrg_100a | 0.39775
Consumption in Pipeline transport | 4000 | 4000-Gas | KTOE | SK | 2009 | nrg_100a | 17.0486
Consumption in Pipeline transport | 4000 | 4000-Gas | KTOE | UA | 2009 | nrg_100a | 137.2475
Primary production | 5100 | 5100-Nuclear heat | KTOE | FR | 2013 | nrg_100a | 4575.7998
Imports | 2210 | 2210-Lignite/Brown Coal | KTOE | RO | 2013 | nrg_101a | 1.6035
Imports | 2210 | 2210-Lignite/Brown Coal | KTOE | EL | 2013 | nrg_101a | 0.40193
Primary production | 3105 | 3105-Crude oil (without NGL) | KTOE | HU | 2012 | nrg_102a | 24.2332
Imports | 3105 | 3105-Crude oil (without NGL) | KTOE | MK | 2013 | nrg_102a | 2.2023
Imports | 3270A | 3270A-Total fuel oil | KTOE | MK | 2011 | nrg_102a | 0.3182
Imports | 3270A | 3270A-Total fuel oil | KTOE | PT | 2014 | nrg_102a | 9.5585
Transformation output from Coke Ovens | 4000 | 4000-Gas | KTOE | HU | 2011 | nrg_103a | 8.6164
Consumption in Oil and gas extraction | 4000 | 4000-Gas | KTOE | HU | 2013 | nrg_103a | 3.3997
Consumption in Coke Ovens | 4000 | 4000-Gas | KTOE | FR | 2013 | nrg_103a | 14.0174
Consumption in Pipeline transport | 4000 | 4000-Gas | KTOE | HU | 2010 | nrg_103a | 1.1514
Consumption in Pipeline transport | 4000 | 4000-Gas | KTOE | IT | 2011 | nrg_103a | 5.4428
Imports | 4100 | 4100-Natural gas | KTOE | ES | 2010 | nrg_103a | 1337.8836
Consumption in Coke Ovens | 4100 | 4100-Natural gas | KTOE | HU | 2009 | nrg_103a | 0.041868
Consumption in Pipeline transport | 4100 | 4100-Natural gas | KTOE | FI | 2012 | nrg_103a | 0.3182
Consumption in Pipeline transport | 4100 | 4100-Natural gas | KTOE | FR | 2014 | nrg_103a | 0.058615
Primary production | 4000 | 4000-Gas | KTOE | UK | 2012 | nrg_103a | 1467.0924
Imports | 4000 | 4000-Gas | KTOE | PL | 2011 | nrg_103a | 404.5872
Imports | 4000 | 4000-Gas | KTOE | PT | 2012 | nrg_103a | 164.2147
Primary production | 2210 | 2210-Lignite/Brown Coal | KTOE | ME | 2009 | nrg_110a | 8.8132
Primary production | 2210 | 2210-Lignite/Brown Coal | KTOE | MK | 2014 | nrg_110a | 41.2316
Primary production | 2210 | 2210-Lignite/Brown Coal | KTOE | UA | 2014 | nrg_110a | 1.2686
Imports | 2210 | 2210-Lignite/Brown Coal | KTOE | EL | 2011 | nrg_110a | 0.46892
Imports | 2210 | 2210-Lignite/Brown Coal | KTOE | MK | 2009 | nrg_110a | 0.071176
Consumption in Coal Mines | 2210 | 2210-Lignite/Brown Coal | KTOE | RO | 2011 | nrg_110a | 0.058615
Primary production | 3105 | 3105-Crude oil (without NGL) | KTOE | HU | 2011 | nrg_110a | 24.7984
Primary production | 3105 | 3105-Crude oil (without NGL) | KTOE | MD | 2012 | nrg_110a | 0.43543
Imports | 3270A | 3270A-Total fuel oil | KTOE | EE | 2010 | nrg_110a | 8.3987
Imports | 3270A | 3270A-Total fuel oil | KTOE | ME | 2010 | nrg_110a | 0.43961
Imports | 3270A | 3270A-Total fuel oil | KTOE | PL | 2013 | nrg_110a | 2.4786
Primary production | 4000 | 4000-Gas | KTOE | AL | 2009 | nrg_110a | 0.30982
Imports | 4000 | 4000-Gas | KTOE | EE | 2012 | nrg_110a | 22.8348
Imports | 4000 | 4000-Gas | KTOE | PL | 2009 | nrg_110a | 341.5047
Consumption in Coal Mines | 4000 | 4000-Gas | KTOE | RO | 2011 | nrg_110a | 0.058615
Transformation output from Coke Ovens | 4000 | 4000-Gas | KTOE | ES | 2013 | nrg_110a | 12.238
Transformation output from Coke Ovens | 4000 | 4000-Gas | KTOE | FI | 2009 | nrg_110a | 6.3556
Transformation output from Coke Ovens | 4000 | 4000-Gas | KTOE | IT | 2011 | nrg_110a | 17.2789
Consumption in Pipeline transport | 4000 | 4000-Gas | KTOE | CZ | 2010 | nrg_110a | 2.7382
Consumption in Pipeline transport | 4000 | 4000-Gas | KTOE | EL | 2010 | nrg_110a | 0.01256
Consumption in Pipeline transport | 4000 | 4000-Gas | KTOE | FI | 2014 | nrg_110a | 0.25121
Consumption in Pipeline transport | 4000 | 4000-Gas | KTOE | IT | 2013 | nrg_110a | 9.1817
Consumption in Pipeline transport | 4000 | 4000-Gas | KTOE | PL | 2014 | nrg_110a | 15.1437
Primary production | 4100 | 4100-Natural gas | KTOE | HU | 2010 | nrg_110a | 93.5708
Consumption in Pipeline transport | 4100 | 4100-Natural gas | KTOE | LT | 2013 | nrg_110a | 1.0718
Primary production | 5100 | 5100-Nuclear heat | KTOE | UA | 2014 | nrg_110a | 961.1679
Primary production | 7200 | 7200-Waste (non-renewable) | KTOE | AT | 2010 | nrg_110a | 29.496
Primary production | 7200 | 7200-Waste (non-renewable) | KTOE | AT | 2012 | nrg_100a | 29.2657
Transformation output from Coke Ovens | 4000 | 4000-Gas | KTOE | FI | 2011 | nrg_100a | 8.3903
Transformation output from Coke Ovens | 4000 | 4000-Gas | KTOE | IT | 2013 | nrg_100a | 17.5427
Imports | 4000 | 4000-Gas | KTOE | EL | 2009 | nrg_100a | 124.0507
Imports | 4000 | 4000-Gas | KTOE | RO | 2010 | nrg_100a | 76.0239
Primary production | 5100 | 5100-Nuclear heat | KTOE | SI | 2012 | nrg_104a | 59.7038
Primary production | 7200 | 7200-Waste (non-renewable) | KTOE | SI | 2010 | nrg_110a | 0.97552
Primary production | 2210 | 2210-Lignite/Brown Coal | KTOE | SI | 2013 | nrg_101a | 45.0039
Primary production | 2210 | 2210-Lignite/Brown Coal | KTOE | SK | 2009 | nrg_110a | 27.3524
Primary production | 4100 | 4100-Natural gas | KTOE | SK | 2010 | nrg_103a | 3.6969
Primary production | 4000 | 4000-Gas | KTOE | SK | 2014 | nrg_110a | 3.5085
Primary production | 7200 | 7200-Waste (non-renewable) | KTOE | TR | 2009 | nrg_110a | 1.0551
Imports | 2210 | 2210-Lignite/Brown Coal | KTOE | PL | 2009 | nrg_101a | 0.25958
Transformation input in BKB / PB Plants | 2210 | 2210-Lignite/Brown Coal | KTOE | RS | 2011 | nrg_101a | 23.1195
Transformation output from Gas Works | 4000 | 4000-Gas | KTOE | EE | 2011 | nrg_103a | 6.4854
Primary production | 4100 | 4100-Natural gas | KTOE | NO | 2012 | nrg_103a | 4219.0425
Imports | 4100 | 4100-Natural gas | KTOE | PL | 2013 | nrg_103a | 429.9509
Consumption in Oil and gas extraction | 4100 | 4100-Natural gas | KTOE | SI | 2009 | nrg_103a | 0.10886
Consumption in Oil and gas extraction | 4100 | 4100-Natural gas | KTOE | SK | 2013 | nrg_103a | 0.66989
Imports | 2210 | 2210-Lignite/Brown Coal | KTOE | PL | 2012 | nrg_110a | 1.2477
Imports | 3105 | 3105-Crude oil (without NGL) | KTOE | AL | 2011 | nrg_110a | 4.0612
Imports | 3105 | 3105-Crude oil (without NGL) | KTOE | NO | 2009 | nrg_110a | 42.0438
Primary production | 4000 | 4000-Gas | KTOE | NO | 2014 | nrg_110a | 3977.0288
Consumption in Oil and gas extraction | 4000 | 4000-Gas | KTOE | SK | 2011 | nrg_110a | 0.51498
Transformation output from Gas Works | 4000 | 4000-Gas | KTOE | CZ | 2013 | nrg_110a | 14.7585
Primary production | 7200 | 7200-Waste (non-renewable) | KTOE | PL | 2010 | nrg_100a | 16.6425
Transformation output from Gas Works | 4000 | 4000-Gas | KTOE | CZ | 2009 | nrg_100a | 14.9301
Transformation input in Coke Ovens | 2210 | 2210-Lignite/Brown Coal | KTOE | DE | 2013 | nrg_101a | 5.1163
Imports | 3105 | 3105-Crude oil (without NGL) | KTOE | CZ | 2014 | nrg_102a | 314.4915
Imports | 3105 | 3105-Crude oil (without NGL) | KTOE | SE | 2012 | nrg_102a | 848.4341
Imports | 3270A | 3270A-Total fuel oil | KTOE | CY | 2012 | nrg_102a | 42.8812
Consumption in Pipeline transport | 4000 | 4000-Gas | KTOE | TR | 2012 | nrg_103a | 6.6151
Consumption in Pipeline transport | 4000 | 4000-Gas | KTOE | UA | 2012 | nrg_103a | 83.8909
Imports | 4100 | 4100-Natural gas | KTOE | RO | 2014 | nrg_103a | 19.477
Consumption in Gas Works | 4100 | 4100-Natural gas | KTOE | UA | 2011 | nrg_103a | 12.8367
Consumption in Pipeline transport | 4100 | 4100-Natural gas | KTOE | RO | 2013 | nrg_103a | 0.11723
Consumption in Pipeline transport | 4100 | 4100-Natural gas | KTOE | UA | 2010 | nrg_103a | 136.1087
Primary production | 4000 | 4000-Gas | KTOE | PL | 2009 | nrg_103a | 153.9821
Imports | 4000 | 4000-Gas | KTOE | BG | 2012 | nrg_103a | 85.528
Primary production | 2210 | 2210-Lignite/Brown Coal | KTOE | ME | 2012 | nrg_110a | 16.4499
Primary production | 2210 | 2210-Lignite/Brown Coal | KTOE | PL | 2014 | nrg_110a | 520.5993
Primary production | 3105 | 3105-Crude oil (without NGL) | KTOE | RO | 2009 | nrg_110a | 190.7171
Imports | 3105 | 3105-Crude oil (without NGL) | KTOE | RS | 2010 | nrg_110a | 80.6294
Imports | 3270A | 3270A-Total fuel oil | KTOE | CY | 2011 | nrg_110a | 46.1218
Imports | 3270A | 3270A-Total fuel oil | KTOE | RS | 2013 | nrg_110a | 0.079549
Primary production | 4000 | 4000-Gas | KTOE | MD | 2013 | nrg_110a | 0.0041868
Imports | 4000 | 4000-Gas | KTOE | BG | 2012 | nrg_110a | 85.528
Consumption in Pipeline transport | 4000 | 4000-Gas | KTOE | RO | 2009 | nrg_110a | 2.2525
Consumption in Gas Works | 4100 | 4100-Natural gas | KTOE | UA | 2010 | nrg_110a | 11.4467
Consumption in Pipeline transport | 4100 | 4100-Natural gas | KTOE | TR | 2014 | nrg_110a | 12.753
Primary production | 7200 | 7200-Waste (non-renewable) | KTOE | LV | 2011 | nrg_110a | 0.15491
Primary production | 4000 | 4000-Gas | KTOE | PL | 2010 | nrg_100a | 154.6185
Primary production | 4000 | 4000-Gas | KTOE | RO | 2011 | nrg_100a | 362.8616
Imports | 4000 | 4000-Gas | KTOE | BG | 2011 | nrg_100a | 94.8017
Imports | 4000 | 4000-Gas | KTOE | RS | 2010 | nrg_100a | 65.603
Consumption in Coal Mines | 4000 | 4000-Gas | KTOE | ES | 2011 | nrg_100a | 0.20515
Consumption in Pipeline transport | 4000 | 4000-Gas | KTOE | PL | 2009 | nrg_100a | 11.0825
Consumption in Pipeline transport | 4000 | 4000-Gas | KTOE | RS | 2009 | nrg_100a | 0.10467
Consumption in Pipeline transport | 4000 | 4000-Gas | KTOE | SK | 2012 | nrg_100a | 8.0387
Consumption in Pipeline transport | 4000 | 4000-Gas | KTOE | UA | 2012 | nrg_100a | 83.8909
Primary production | 3105 | 3105-Crude oil (without NGL) | KTOE | AL | 2009 | nrg_102a | 23.153
Primary production | 3105 | 3105-Crude oil (without NGL) | KTOE | HR | 2014 | nrg_102a | 22.9227
Primary production | 3105 | 3105-Crude oil (without NGL) | KTOE | FR | 2011 | nrg_102a | 38.1166
Imports | 3270A | 3270A-Total fuel oil | KTOE | MK | 2014 | nrg_102a | 5.0786
Transformation output from Coke Ovens | 4000 | 4000-Gas | KTOE | HU | 2014 | nrg_103a | 7.599
Consumption in Pipeline transport | 4000 | 4000-Gas | KTOE | DE | 2009 | nrg_103a | 13.5317
Consumption in Pipeline transport | 4000 | 4000-Gas | KTOE | CZ | 2009 | nrg_103a | 2.7424
Consumption in Pipeline transport | 4000 | 4000-Gas | KTOE | HU | 2013 | nrg_103a | 1.3481
Consumption in Pipeline transport | 4000 | 4000-Gas | KTOE | IT | 2014 | nrg_103a | 8.7797
Primary production | 4100 | 4100-Natural gas | KTOE | AL | 2011 | nrg_103a | 0.50242
Primary production | 4100 | 4100-Natural gas | KTOE | FR | 2010 | nrg_103a | 27.0384
Primary production | 4100 | 4100-Natural gas | KTOE | UK | 2011 | nrg_103a | 1706.5062
Imports | 4100 | 4100-Natural gas | KTOE | ES | 2013 | nrg_103a | 1292.7415
Consumption in Coke Ovens | 4100 | 4100-Natural gas | KTOE | HU | 2012 | nrg_103a | 0.041868
Consumption in Pipeline transport | 4100 | 4100-Natural gas | KTOE | CZ | 2011 | nrg_103a | 2.6293
Primary production | 4000 | 4000-Gas | KTOE | HR | 2013 | nrg_103a | 63.1076
Imports | 4000 | 4000-Gas | KTOE | PL | 2014 | nrg_103a | 406.5048
Primary production | 2210 | 2210-Lignite/Brown Coal | KTOE | HU | 2011 | nrg_110a | 68.8896
Imports | 2210 | 2210-Lignite/Brown Coal | KTOE | EL | 2014 | nrg_110a | 0.10467
Imports | 2210 | 2210-Lignite/Brown Coal | KTOE | MK | 2012 | nrg_110a | 0.31401
Imports | 2210 | 2210-Lignite/Brown Coal | KTOE | RO | 2011 | nrg_110a | 0.016747
Primary production | 3105 | 3105-Crude oil (without NGL) | KTOE | HU | 2014 | nrg_110a | 22.2528
Imports | 3105 | 3105-Crude oil (without NGL) | KTOE | MK | 2011 | nrg_110a | 27.4277
Imports | 3270A | 3270A-Total fuel oil | KTOE | EE | 2013 | nrg_110a | 17.9195
Imports | 3270A | 3270A-Total fuel oil | KTOE | ME | 2013 | nrg_110a | 0.48148
Imports | 3270A | 3270A-Total fuel oil | KTOE | MT | 2011 | nrg_110a | 68.7179
Primary production | 4000 | 4000-Gas | KTOE | AL | 2012 | nrg_110a | 0.55266
Imports | 4000 | 4000-Gas | KTOE | ES | 2011 | nrg_110a | 1292.8336
Imports | 4000 | 4000-Gas | KTOE | PL | 2012 | nrg_110a | 420.4971
Imports | 4000 | 4000-Gas | KTOE | PT | 2010 | nrg_110a | 188.6153
Consumption in Oil and gas extraction | 4000 | 4000-Gas | KTOE | HU | 2014 | nrg_110a | 0.87923
Consumption in Coal Mines | 4000 | 4000-Gas | KTOE | RO | 2014 | nrg_110a | 0.0083736
Transformation output from Coke Ovens | 4000 | 4000-Gas | KTOE | FI | 2012 | nrg_110a | 8.0345
Transformation output from Coke Ovens | 4000 | 4000-Gas | KTOE | IT | 2014 | nrg_110a | 16.2197
Consumption in Pipeline transport | 4000 | 4000-Gas | KTOE | CZ | 2013 | nrg_110a | 1.6663
Consumption in Pipeline transport | 4000 | 4000-Gas | KTOE | HU | 2010 | nrg_110a | 1.1514
Consumption in Pipeline transport | 4000 | 4000-Gas | KTOE | MD | 2010 | nrg_110a | 0.033494
Primary production | 4100 | 4100-Natural gas | KTOE | AL | 2010 | nrg_110a | 0.48567
Primary production | 4100 | 4100-Natural gas | KTOE | AT | 2009 | nrg_110a | 56.2664
Primary production | 4100 | 4100-Natural gas | KTOE | HU | 2013 | nrg_110a | 64.6568
Primary production | 4100 | 4100-Natural gas | KTOE | UK | 2011 | nrg_110a | 1706.5062
Consumption in Coke Ovens | 4100 | 4100-Natural gas | KTOE | UK | 2010 | nrg_110a | 2.0767
Consumption in Pipeline transport | 4100 | 4100-Natural gas | KTOE | FR | 2011 | nrg_110a | 0.01256
Consumption in Pipeline transport | 4100 | 4100-Natural gas | KTOE | FI | 2009 | nrg_110a | 0.39775
Primary production | 7200 | 7200-Waste (non-renewable) | KTOE | AT | 2013 | nrg_110a | 27.4026
Primary production | 7200 | 7200-Waste (non-renewable) | KTOE | HR | 2011 | nrg_110a | 0.18003
Primary production | 7200 | 7200-Waste (non-renewable) | KTOE | UK | 2009 | nrg_110a | 19.4268
Imports | 7200 | 7200-Waste (non-renewable) | KTOE | PT | 2013 | nrg_110a | 1.0886
Primary production | 7200 | 7200-Waste (non-renewable) | KTOE | BE | 2009 | nrg_100a | 29.8226
Primary production | 7200 | 7200-Waste (non-renewable) | KTOE | FR | 2009 | nrg_100a | 48.7176
Primary production | 7200 | 7200-Waste (non-renewable) | KTOE | HU | 2009 | nrg_100a | 3.0815
Transformation output from Coke Ovens | 4000 | 4000-Gas | KTOE | FI | 2014 | nrg_100a | 7.9047
Primary production | 5100 | 5100-Nuclear heat | KTOE | SI | 2014 | nrg_110a | 68.7975
Primary production | 5100 | 5100-Nuclear heat | KTOE | SI | 2011 | nrg_104a | 67.1228
Primary production | 7200 | 7200-Waste (non-renewable) | KTOE | SI | 2009 | nrg_110a | 0.82899
Primary production | 2210 | 2210-Lignite/Brown Coal | KTOE | SI | 2012 | nrg_101a | 45.7701
Primary production | 7200 | 7200-Waste (non-renewable) | KTOE | SK | 2014 | nrg_108a | 6.3053
Primary production | 4100 | 4100-Natural gas | KTOE | SK | 2009 | nrg_103a | 3.6718
Primary production | 4000 | 4000-Gas | KTOE | SK | 2013 | nrg_110a | 4.371
Primary production | 7200 | 7200-Waste (non-renewable) | KTOE | TR | 2014 | nrg_100a | 1.4026
Transformation input in BKB / PB Plants | 2210 | 2210-Lignite/Brown Coal | KTOE | RS | 2010 | nrg_101a | 19.5105
Transformation output from Gas Works | 4000 | 4000-Gas | KTOE | EE | 2010 | nrg_103a | 6.4142
Consumption in Oil and gas extraction | 4000 | 4000-Gas | KTOE | SI | 2014 | nrg_103a | 0.10886
Primary production | 4100 | 4100-Natural gas | KTOE | NO | 2011 | nrg_103a | 3757.004
Imports | 4100 | 4100-Natural gas | KTOE | PL | 2012 | nrg_103a | 420.4971
Consumption in Oil and gas extraction | 4100 | 4100-Natural gas | KTOE | SK | 2012 | nrg_103a | 0.61965
Imports | 2210 | 2210-Lignite/Brown Coal | KTOE | PL | 2011 | nrg_110a | 0.64058
Imports | 3105 | 3105-Crude oil (without NGL) | KTOE | AL | 2009 | nrg_110a | 2.9308
Imports | 3270A | 3270A-Total fuel oil | KTOE | NO | 2014 | nrg_110a | 47.4406
Primary production | 4000 | 4000-Gas | KTOE | NO | 2013 | nrg_110a | 4002.6687
Consumption in Oil and gas extraction | 4000 | 4000-Gas | KTOE | SK | 2010 | nrg_110a | 0.68664
Transformation output from Gas Works | 4000 | 4000-Gas | KTOE | CZ | 2012 | nrg_110a | 15.2274
Primary production | 7200 | 7200-Waste (non-renewable) | KTOE | PL | 2009 | nrg_100a | 14.9134
Transformation input in Coke Ovens | 2210 | 2210-Lignite/Brown Coal | KTOE | DE | 2012 | nrg_101a | 5.4763
Primary production | 2210 | 2210-Lignite/Brown Coal | KTOE | PL | 2014 | nrg_101a | 520.5993
Imports | 3105 | 3105-Crude oil (without NGL) | KTOE | CZ | 2013 | nrg_102a | 279.3265
Imports | 3105 | 3105-Crude oil (without NGL) | KTOE | SE | 2011 | nrg_102a | 783.4508
Imports | 3270A | 3270A-Total fuel oil | KTOE | CY | 2011 | nrg_102a | 46.1218
Consumption in Pipeline transport | 4000 | 4000-Gas | KTOE | TR | 2011 | nrg_103a | 6.5942
Consumption in Pipeline transport | 4000 | 4000-Gas | KTOE | UA | 2011 | nrg_103a | 136.6027
Imports | 4100 | 4100-Natural gas | KTOE | RO | 2013 | nrg_103a | 48.7846
Consumption in Gas Works | 4100 | 4100-Natural gas | KTOE | UA | 2010 | nrg_103a | 11.4467
Consumption in Pipeline transport | 4100 | 4100-Natural gas | KTOE | RO | 2012 | nrg_103a | 0.39775
Consumption in Pipeline transport | 4100 | 4100-Natural gas | KTOE | UA | 2009 | nrg_103a | 137.2475
Imports | 4000 | 4000-Gas | KTOE | BG | 2011 | nrg_103a | 94.8017
Imports | 4000 | 4000-Gas | KTOE | PL | 2013 | nrg_103a | 429.9509
Imports | 4000 | 4000-Gas | KTOE | PT | 2014 | nrg_103a | 145.4746
Primary production | 2210 | 2210-Lignite/Brown Coal | KTOE | PL | 2013 | nrg_110a | 549.1826
Imports | 2210 | 2210-Lignite/Brown Coal | KTOE | CY | 2013 | nrg_110a | 0.0041868
Imports | 3105 | 3105-Crude oil (without NGL) | KTOE | RS | 2009 | nrg_110a | 97.0751
Imports | 3270A | 3270A-Total fuel oil | KTOE | CY | 2010 | nrg_110a | 52.6783
Imports | 3270A | 3270A-Total fuel oil | KTOE | RS | 2012 | nrg_110a | 2.9601
Imports | 4000 | 4000-Gas | KTOE | BG | 2011 | nrg_110a | 94.8017
Imports | 4000 | 4000-Gas | KTOE | PL | 2011 | nrg_110a | 404.5872
Imports | 4000 | 4000-Gas | KTOE | PT | 2009 | nrg_110a | 178.6256
Imports | 4000 | 4000-Gas | KTOE | RO | 2014 | nrg_110a | 19.477
Consumption in Gas Works | 4000 | 4000-Gas | KTOE | SE | 2010 | nrg_110a | 0.25121
Consumption in Gas Works | 4100 | 4100-Natural gas | KTOE | UA | 2009 | nrg_110a | 13.8625
Consumption in Pipeline transport | 4100 | 4100-Natural gas | KTOE | TR | 2013 | nrg_110a | 9.8222
Consumption in Pipeline transport | 4100 | 4100-Natural gas | KTOE | RS | 2014 | nrg_110a | 0.075362
Imports | 7200 | 7200-Waste (non-renewable) | KTOE | PT | 2012 | nrg_110a | 0.33076
Primary production | 4000 | 4000-Gas | KTOE | PL | 2009 | nrg_100a | 153.9821
Primary production | 4000 | 4000-Gas | KTOE | RO | 2010 | nrg_100a | 360.8435
Primary production | 7200 | 7200-Waste (non-renewable) | KTOE | RO | 2014 | nrg_100a | 2.847
Imports | 4000 | 4000-Gas | KTOE | BG | 2010 | nrg_100a | 89.2207
Imports | 4000 | 4000-Gas | KTOE | RS | 2009 | nrg_100a | 52.8039
Consumption in Pipeline transport | 4000 | 4000-Gas | KTOE | RO | 2014 | nrg_100a | 0.14235
Consumption in Pipeline transport | 4000 | 4000-Gas | KTOE | SK | 2011 | nrg_100a | 17.8441
Consumption in Pipeline transport | 4000 | 4000-Gas | KTOE | UA | 2011 | nrg_100a | 136.6027
Primary production | 3105 | 3105-Crude oil (without NGL) | KTOE | HU | 2014 | nrg_102a | 22.2528
Primary production | 3105 | 3105-Crude oil (without NGL) | KTOE | HR | 2013 | nrg_102a | 22.7092
Primary production | 3105 | 3105-Crude oil (without NGL) | KTOE | FR | 2010 | nrg_102a | 38.125
Imports | 3270A | 3270A-Total fuel oil | KTOE | MK | 2013 | nrg_102a | 5.0409
Transformation output from Coke Ovens | 4000 | 4000-Gas | KTOE | HU | 2013 | nrg_103a | 7.2139
Consumption in Pipeline transport | 4000 | 4000-Gas | KTOE | HU | 2012 | nrg_103a | 2.3739
Consumption in Pipeline transport | 4000 | 4000-Gas | KTOE | IT | 2013 | nrg_103a | 9.1817
Primary production | 4100 | 4100-Natural gas | KTOE | AL | 2010 | nrg_103a | 0.48567
Primary production | 4100 | 4100-Natural gas | KTOE | FR | 2009 | nrg_103a | 31.9662
Primary production | 4100 | 4100-Natural gas | KTOE | UK | 2010 | nrg_103a | 2154.8706
Imports | 4100 | 4100-Natural gas | KTOE | ES | 2012 | nrg_103a | 1277.175
Consumption in Coke Ovens | 4100 | 4100-Natural gas | KTOE | HU | 2011 | nrg_103a | 0.050242
Consumption in Pipeline transport | 4100 | 4100-Natural gas | KTOE | CZ | 2010 | nrg_103a | 2.7382
Consumption in Pipeline transport | 4100 | 4100-Natural gas | KTOE | FI | 2014 | nrg_103a | 0.25121
Primary production | 4000 | 4000-Gas | KTOE | HR | 2012 | nrg_103a | 68.4458
Primary production | 4000 | 4000-Gas | KTOE | UK | 2014 | nrg_103a | 1378.7467
Primary production | 7200 | 7200-Waste (non-renewable) | KTOE | HR | 2014 | nrg_108a | 0.42705
Imports | 2112 | 2112-Patent Fuels | KTOE | PL | 2011 | nrg_110a | 0.58615
Primary production | 5520 | 5520-Wind power | KTOE | NO | 2011 | nrg_110a | 4.618
Consumption in Oil and gas extraction | 6000 | 6000-Electrical energy | KTOE | TR | 2012 | nrg_110a | 0.20097
Transformation output from Gas Works | 0 | 0000-All products | KTOE | CZ | 2012 | nrg_100a | 15.2274
Consumption in Oil and gas extraction | 0 | 0000-All products | KTOE | TR | 2010 | nrg_100a | 0.34332
Consumption in Oil and gas extraction | 0 | 0000-All products | KTOE | SK | 2012 | nrg_100a | 0.66151
Consumption in Gas Works | 6000 | 6000-Electrical energy | KTOE | CZ | 2013 | nrg_100a | 0.15491
Consumption in Pipeline transport | 6000 | 6000-Electrical energy | KTOE | PL | 2014 | nrg_100a | 1.0383
Consumption in Pipeline transport | 6000 | 6000-Electrical energy | KTOE | RO | 2014 | nrg_100a | 0.071176
Transformation input in Coke Ovens | 0 | 0000-All products | KTOE | DE | 2014 | nrg_100a | 358.0468
Imports | 0 | 0000-All products | KTOE | CY | 2013 | nrg_100a | 97.6739
Imports | 0 | 0000-All products | KTOE | RS | 2013 | nrg_100a | 199.702
Imports | 6000 | 6000-Electrical energy | KTOE | RS | 2011 | nrg_105a | 24.1243
Consumption in Pipeline transport | 6000 | 6000-Electrical energy | KTOE | TR | 2013 | nrg_105a | 0.59453
Consumption in Pipeline transport | 6000 | 6000-Electrical energy | KTOE | UA | 2013 | nrg_105a | 3.2113
Primary production | 5520 | 5520-Wind power | KTOE | PT | 2011 | nrg_107a | 32.9794
Primary production | 5520 | 5520-Wind power | KTOE | RO | 2011 | nrg_107a | 4.9949
Consumption in Coal Mines | 0 | 0000-All products | KTOE | ES | 2012 | nrg_110a | 0.55684
Consumption in Coal Mines | 0 | 0000-All products | KTOE | FR | 2013 | nrg_110a | 0.20934
Primary production | 0 | 0000-All products | KTOE | PL | 2014 | nrg_110a | 2799.5834
Imports | 0 | 0000-All products | KTOE | RS | 2009 | nrg_110a | 245.3172
Transformation input in Coke Ovens | 0 | 0000-All products | KTOE | DE | 2010 | nrg_110a | 348.1659
Consumption in Gas Works | 0 | 0000-All products | KTOE | UA | 2012 | nrg_110a | 14.3524
Consumption in Pipeline transport | 0 | 0000-All products | KTOE | RS | 2012 | nrg_110a | 0.037681
Primary production | 5520 | 5520-Wind power | KTOE | PL | 2012 | nrg_110a | 17.0905
Primary production | 5520 | 5520-Wind power | KTOE | PT | 2009 | nrg_110a | 27.277
Consumption in BKB / PB Plants | 6000 | 6000-Electrical energy | KTOE | LT | 2014 | nrg_110a | 0.020934
Consumption in Gas Works | 6000 | 6000-Electrical energy | KTOE | UA | 2012 | nrg_110a | 0.33076
Consumption in Pipeline transport | 6000 | 6000-Electrical energy | KTOE | PT | 2012 | nrg_110a | 0.050242
Consumption in Pipeline transport | 6000 | 6000-Electrical energy | KTOE | PL | 2010 | nrg_110a | 1.2644
Consumption in Pipeline transport | 6000 | 6000-Electrical energy | KTOE | UA | 2013 | nrg_110a | 3.2113
Consumption in Coal Mines | 6000 | 6000-Electrical energy | KTOE | EL | 2014 | nrg_110a | 2.8387
Consumption in Coal Mines | 0 | 0000-All products | KTOE | EL | 2012 | nrg_100a | 3.3243
Consumption in Coal Mines | 0 | 0000-All products | KTOE | ES | 2010 | nrg_100a | 0.48986
Consumption in Gas Works | 0 | 0000-All products | KTOE | UA | 2012 | nrg_100a | 14.3524
Consumption in Pipeline transport | 0 | 0000-All products | KTOE | RO | 2012 | nrg_100a | 0.46892
Consumption in Pipeline transport | 0 | 0000-All products | KTOE | SK | 2009 | nrg_100a | 17.0486
Imports | 6000 | 6000-Electrical energy | KTOE | EL | 2010 | nrg_100a | 30.6599
Imports | 6000 | 6000-Electrical energy | KTOE | ME | 2014 | nrg_100a | 3.2155
Consumption in Coal Mines | 6000 | 6000-Electrical energy | KTOE | MK | 2009 | nrg_100a | 0.38937
Consumption in Coke Ovens | 6000 | 6000-Electrical energy | KTOE | FR | 2010 | nrg_100a | 0.0041868
Consumption in Pipeline transport | 6000 | 6000-Electrical energy | KTOE | LT | 2009 | nrg_100a | 0.079549
Consumption in Pipeline transport | 6000 | 6000-Electrical energy | KTOE | MD | 2009 | nrg_100a | 0.016747
Consumption in Oil and gas extraction | 0 | 0000-All products | KTOE | IT | 2011 | nrg_100a | 35.4873
Transformation input in Coke Ovens | 0 | 0000-All products | KTOE | HU | 2013 | nrg_100a | 37.9994
Transformation input in Gas Works | 0 | 0000-All products | KTOE | EE | 2014 | nrg_100a | 9.2193
Transformation input in BKB / PB Plants | 0 | 0000-All products | KTOE | FI | 2014 | nrg_100a | 0.1591
Primary production | 0 | 0000-All products | KTOE | AT | 2010 | nrg_100a | 497.6556
Primary production | 0 | 0000-All products | KTOE | AL | 2010 | nrg_100a | 67.6922
Primary production | 0 | 0000-All products | KTOE | LV | 2014 | nrg_100a | 99.6668
Imports | 0 | 0000-All products | KTOE | EE | 2014 | nrg_100a | 114.6137
Imports | 0 | 0000-All products | KTOE | MK | 2009 | nrg_100a | 65.7663
Imports | 0 | 0000-All products | KTOE | MT | 2011 | nrg_100a | 96.3592
Imports | 0 | 0000-All products | KTOE | PT | 2009 | nrg_100a | 977.7476
Imports | 0 | 0000-All products | KTOE | RO | 2010 | nrg_100a | 493.6823
Transformation output from BKB / PB Plants | 0 | 0000-All products | KTOE | UA | 2011 | nrg_100a | 4.4799
Transformation output from Patent Fuel Plants | 2112 | 2112-Patent Fuels | KTOE | PL | 2014 | nrg_101a | 0.087923
Transformation output from Patent Fuel Plants | 2112 | 2112-Patent Fuels | KTOE | UK | 2011 | nrg_101a | 8.4657
Imports | 6000 | 6000-Electrical energy | KTOE | ES | 2010 | nrg_105a | 18.7401
Imports | 6000 | 6000-Electrical energy | KTOE | ME | 2012 | nrg_105a | 5.1833
Consumption in Oil and gas extraction | 6000 | 6000-Electrical energy | KTOE | ES | 2011 | nrg_105a | 0.15491
Primary production | 2210 | 2210-Lignite/Brown Coal | KTOE | HU | 2010 | nrg_110a | 66.7083
Primary production | 2210 | 2210-Lignite/Brown Coal | KTOE | ME | 2011 | nrg_110a | 18.1707
Imports | 2210 | 2210-Lignite/Brown Coal | KTOE | EL | 2013 | nrg_110a | 0.40193
Imports | 2210 | 2210-Lignite/Brown Coal | KTOE | MK | 2011 | nrg_110a | 0.48986
Imports | 2210 | 2210-Lignite/Brown Coal | KTOE | RO | 2010 | nrg_110a | 0.89598
Consumption in Coal Mines | 2210 | 2210-Lignite/Brown Coal | KTOE | RO | 2014 | nrg_110a | 0.0083736
Primary production | 3105 | 3105-Crude oil (without NGL) | KTOE | HU | 2013 | nrg_110a | 22.5082
Primary production | 3105 | 3105-Crude oil (without NGL) | KTOE | MD | 2014 | nrg_110a | 0.26377
Imports | 3105 | 3105-Crude oil (without NGL) | KTOE | MK | 2010 | nrg_110a | 33.8838
Imports | 3270A | 3270A-Total fuel oil | KTOE | EE | 2012 | nrg_110a | 36.2409
Imports | 3270A | 3270A-Total fuel oil | KTOE | ME | 2012 | nrg_110a | 0.3182
Imports | 3270A | 3270A-Total fuel oil | KTOE | MT | 2010 | nrg_110a | 71.0793
Primary production | 4000 | 4000-Gas | KTOE | AL | 2011 | nrg_110a | 0.50242
Primary production | 4000 | 4000-Gas | KTOE | MD | 2012 | nrg_110a | 0.0041868
Imports | 4000 | 4000-Gas | KTOE | EE | 2014 | nrg_110a | 18.2377
Imports | 4000 | 4000-Gas | KTOE | ES | 2010 | nrg_110a | 1337.8836
Consumption in Oil and gas extraction | 4000 | 4000-Gas | KTOE | HU | 2013 | nrg_110a | 3.3997
Consumption in Coal Mines | 4000 | 4000-Gas | KTOE | RO | 2013 | nrg_110a | 0.016747
Transformation output from Coke Ovens | 4000 | 4000-Gas | KTOE | FI | 2011 | nrg_110a | 8.3903
Transformation output from Coke Ovens | 4000 | 4000-Gas | KTOE | IT | 2013 | nrg_110a | 17.5427
Consumption in Pipeline transport | 4000 | 4000-Gas | KTOE | CZ | 2012 | nrg_110a | 1.6161
Consumption in Pipeline transport | 4000 | 4000-Gas | KTOE | MD | 2009 | nrg_110a | 0.13816
Primary production | 4100 | 4100-Natural gas | KTOE | AL | 2009 | nrg_110a | 0.30982
Primary production | 4100 | 4100-Natural gas | KTOE | HU | 2012 | nrg_110a | 74.0268
Primary production | 4100 | 4100-Natural gas | KTOE | UK | 2010 | nrg_110a | 2154.8706
Consumption in Oil and gas extraction | 4100 | 4100-Natural gas | KTOE | HU | 2014 | nrg_110a | 0.87923
Consumption in Coke Ovens | 4100 | 4100-Natural gas | KTOE | UK | 2009 | nrg_110a | 1.457
Consumption in Pipeline transport | 4100 | 4100-Natural gas | KTOE | FR | 2010 | nrg_110a | 0.066989
Primary production | 7200 | 7200-Waste (non-renewable) | KTOE | AT | 2012 | nrg_110a | 29.2657
Primary production | 7200 | 7200-Waste (non-renewable) | KTOE | HR | 2010 | nrg_110a | 0.3182
Primary production | 7200 | 7200-Waste (non-renewable) | KTOE | LV | 2010 | nrg_110a | 0.43961
Primary production | 7200 | 7200-Waste (non-renewable) | KTOE | AT | 2014 | nrg_100a | 29.3495
Transformation output from Coke Ovens | 4000 | 4000-Gas | KTOE | FI | 2013 | nrg_100a | 7.486
Primary production | 2210 | 2210-Lignite/Brown Coal | KTOE | SI | 2014 | nrg_110a | 34.2522
Primary production | 4000 | 4000-Gas | KTOE | SI | 2012 | nrg_100a | 0.071176
Primary production | 4100 | 4100-Natural gas | KTOE | SI | 2011 | nrg_103a | 0.071176
Primary production | 4000 | 4000-Gas | KTOE | SI | 2012 | nrg_110a | 0.071176
Primary production | 3105 | 3105-Crude oil (without NGL) | KTOE | SK | 2014 | nrg_102a | 0.381
Primary production | 5100 | 5100-Nuclear heat | KTOE | SK | 2010 | nrg_110a | 159.8981
Primary production | 4000 | 4000-Gas | KTOE | SK | 2012 | nrg_100a | 5.3256
Primary production | 3105 | 3105-Crude oil (without NGL) | KTOE | SK | 2010 | nrg_110a | 0.53172
Primary production | 5100 | 5100-Nuclear heat | KTOE | SK | 2009 | nrg_100a | 154.3422
Primary production | 4000 | 4000-Gas | KTOE | SK | 2009 | nrg_103a | 3.6718
Primary production | 4000 | 4000-Gas | KTOE | TR | 2013 | nrg_100a | 18.5308
Primary production | 2210 | 2210-Lignite/Brown Coal | KTOE | TR | 2011 | nrg_110a | 665.2825
Primary production | 4100 | 4100-Natural gas | KTOE | TR | 2012 | nrg_103a | 21.8007
Primary production | 2210 | 2210-Lignite/Brown Coal | KTOE | TR | 2010 | nrg_101a | 649.1675
Imports | 3105 | 3105-Crude oil (without NGL) | KTOE | PL | 2009 | nrg_102a | 842.313
Imports | 3270A | 3270A-Total fuel oil | KTOE | NO | 2014 | nrg_102a | 47.4406
Imports | 3270A | 3270A-Total fuel oil | KTOE | AT | 2013 | nrg_102a | 2.3195
Imports | 3270A | 3270A-Total fuel oil | KTOE | AL | 2013 | nrg_102a | 0.041868
Consumption in Oil and gas extraction | 4100 | 4100-Natural gas | KTOE | UA | 2011 | nrg_103a | 20.4693
Transformation input in BKB / PB Plants | 2210 | 2210-Lignite/Brown Coal | KTOE | RS | 2010 | nrg_110a | 19.5105
Imports | 3105 | 3105-Crude oil (without NGL) | KTOE | PL | 2014 | nrg_110a | 973.1756
Consumption in Oil and gas extraction | 4000 | 4000-Gas | KTOE | SI | 2012 | nrg_110a | 0.071176
Transformation output from Gas Works | 4000 | 4000-Gas | KTOE | EE | 2014 | nrg_110a | 6.4812
Transformation output from Gas Works | 4000 | 4000-Gas | KTOE | EE | 2010 | nrg_100a | 6.4142
Consumption in Oil and gas extraction | 4000 | 4000-Gas | KTOE | UA | 2012 | nrg_100a | 21.5118
Imports | 2210 | 2210-Lignite/Brown Coal | KTOE | RS | 2011 | nrg_101a | 10.7768
Imports | 3270A | 3270A-Total fuel oil | KTOE | PT | 2010 | nrg_102a | 10.5591
Consumption in Gas Works | 4000 | 4000-Gas | KTOE | SE | 2010 | nrg_103a | 0.25121
Consumption in Gas Works | 4000 | 4000-Gas | KTOE | UA | 2010 | nrg_103a | 11.4467
Consumption in Coal Mines | 4100 | 4100-Natural gas | KTOE | ES | 2012 | nrg_103a | 0.041868
Consumption in Pipeline transport | 4100 | 4100-Natural gas | KTOE | RS | 2014 | nrg_103a | 0.075362
Consumption in Pipeline transport | 4100 | 4100-Natural gas | KTOE | TR | 2013 | nrg_103a | 9.8222
Consumption in Oil and gas extraction | 6000 | 6000-Electrical energy | KTOE | FR | 2011 | nrg_105a | 1.838
Consumption in Oil and gas extraction | 6000 | 6000-Electrical energy | KTOE | HR | 2011 | nrg_105a | 0.36425
Consumption in Oil and gas extraction | 6000 | 6000-Electrical energy | KTOE | IT | 2013 | nrg_105a | 1.3063
Consumption in Coke Ovens | 6000 | 6000-Electrical energy | KTOE | DE | 2013 | nrg_105a | 1.0928
Consumption in Gas Works | 6000 | 6000-Electrical energy | KTOE | ES | 2010 | nrg_105a | 0.16329
Consumption in Pipeline transport | 6000 | 6000-Electrical energy | KTOE | CZ | 2010 | nrg_105a | 0.2219
Consumption in Pipeline transport | 6000 | 6000-Electrical energy | KTOE | HU | 2013 | nrg_105a | 0.041868
Consumption in Pipeline transport | 6000 | 6000-Electrical energy | KTOE | IT | 2013 | nrg_105a | 1.5491
Consumption in Pipeline transport | 6000 | 6000-Electrical energy | KTOE | MD | 2009 | nrg_105a | 0.016747
Transformation output from BKB / PB Plants | 0 | 0000-All products | KTOE | RS | 2011 | nrg_110a | 11.3588
Consumption in Coke Ovens | 0 | 0000-All products | KTOE | HU | 2009 | nrg_110a | 3.0773
Primary production | 0 | 0000-All products | KTOE | BE | 2010 | nrg_110a | 642.3849
Primary production | 0 | 0000-All products | KTOE | AT | 2014 | nrg_110a | 505.3761
Imports | 0 | 0000-All products | KTOE | PT | 2010 | nrg_110a | 920.1958
Consumption in BKB / PB Plants | 0 | 0000-All products | KTOE | IE | 2014 | nrg_110a | 0.78712
Consumption in BKB / PB Plants | 0 | 0000-All products | KTOE | RS | 2012 | nrg_110a | 0.74106
Transformation input in Gas Works | 0 | 0000-All products | KTOE | PL | 2010 | nrg_110a | 0.13816
Transformation output from Coke Ovens | 0 | 0000-All products | KTOE | ES | 2009 | nrg_110a | 70.1163
Transformation output from Coke Ovens | 0 | 0000-All products | KTOE | NL | 2014 | nrg_110a | 77.0664
Transformation output from Coke Ovens | 0 | 0000-All products | KTOE | PL | 2010 | nrg_110a | 370.0378
Transformation output from Coke Ovens | 0 | 0000-All products | KTOE | TR | 2009 | nrg_110a | 121.6558
Consumption in Pipeline transport | 0 | 0000-All products | KTOE | HR | 2010 | nrg_110a | 0.083736
Consumption in Pipeline transport | 0 | 0000-All products | KTOE | LT | 2013 | nrg_110a | 1.1597
Consumption in Coke Ovens | 4220 | 4220-Blast Furnace Gas | KTOE | FR | 2010 | nrg_110a | 10.9527
Consumption in Pipeline transport | 6000 | 6000-Electrical energy | KTOE | CZ | 2012 | nrg_110a | 0.18841
Consumption in Pipeline transport | 6000 | 6000-Electrical energy | KTOE | LV | 2013 | nrg_110a | 0.071176
Consumption in Pipeline transport | 6000 | 6000-Electrical energy | KTOE | IT | 2009 | nrg_110a | 1.6663
Imports | 6000 | 6000-Electrical energy | KTOE | PT | 2009 | nrg_110a | 27.3524
Imports | 6000 | 6000-Electrical energy | KTOE | ES | 2014 | nrg_110a | 44.3173
Imports | 6000 | 6000-Electrical energy | KTOE | EL | 2012 | nrg_110a | 21.4364
Consumption in Oil and gas extraction | 6000 | 6000-Electrical energy | KTOE | FR | 2013 | nrg_110a | 1.658
Consumption in Oil and gas extraction | 6000 | 6000-Electrical energy | KTOE | HR | 2013 | nrg_110a | 0.39356
Consumption in Coal Mines | 6000 | 6000-Electrical energy | KTOE | PT | 2011 | nrg_110a | 0.01256
Imports | 6000 | 6000-Electrical energy | KTOE | AL | 2010 | nrg_110a | 7.1511
Transformation input in Coke Ovens | 0 | 0000-All products | KTOE | EE | 2011 | nrg_100a | 0.85411
Imports | 0 | 0000-All products | KTOE | PL | 2013 | nrg_100a | 1895.5821
Imports | 6000 | 6000-Electrical energy | KTOE | PL | 2012 | nrg_105a | 35.2905
Imports | 6000 | 6000-Electrical energy | KTOE | NO | 2014 | nrg_105a | 22.8474
Consumption in Oil and gas extraction | 6000 | 6000-Electrical energy | KTOE | SK | 2011 | nrg_105a | 0.037681
Consumption in Oil and gas extraction | 0 | 0000-All products | KTOE | TR | 2009 | nrg_110a | 0.25958
Imports | 0 | 0000-All products | KTOE | NO | 2009 | nrg_110a | 287.9555
Transformation input in Coke Ovens | 0 | 0000-All products | KTOE | ES | 2013 | nrg_110a | 61.479
Transformation output from Gas Works | 0 | 0000-All products | KTOE | EE | 2013 | nrg_110a | 6.4812
Imports | 6000 | 6000-Electrical energy | KTOE | NO | 2012 | nrg_110a | 15.085
Imports | 6000 | 6000-Electrical energy | KTOE | AT | 2014 | nrg_110a | 96.1624
Transformation output from Gas Works | 0 | 0000-All products | KTOE | EE | 2011 | nrg_100a | 6.4854
Imports | 6000 | 6000-Electrical energy | KTOE | BG | 2011 | nrg_100a | 5.2168
Consumption in Gas Works | 6000 | 6000-Electrical energy | KTOE | SE | 2009 | nrg_100a | 0.025121
Consumption in Gas Works | 6000 | 6000-Electrical energy | KTOE | UA | 2010 | nrg_100a | 0.29726
Consumption in Coal Mines | 6000 | 6000-Electrical energy | KTOE | ES | 2013 | nrg_100a | 0.98808
Consumption in Coal Mines | 6000 | 6000-Electrical energy | KTOE | FR | 2010 | nrg_100a | 0.21353
Consumption in Pipeline transport | 6000 | 6000-Electrical energy | KTOE | TR | 2012 | nrg_100a | 0.72432
Transformation input in Coke Ovens | 0 | 0000-All products | KTOE | CZ | 2009 | nrg_100a | 88.3289
Primary production | 0 | 0000-All products | KTOE | MD | 2010 | nrg_100a | 9.0644
Primary production | 0 | 0000-All products | KTOE | PL | 2009 | nrg_100a | 2798.6288
Imports | 0 | 0000-All products | KTOE | SE | 2009 | nrg_100a | 1281.1692
Imports | 6000 | 6000-Electrical energy | KTOE | EE | 2010 | nrg_105a | 3.9607
Consumption in Coal Mines | 6000 | 6000-Electrical energy | KTOE | ES | 2011 | nrg_105a | 0.52335
Consumption in Coal Mines | 6000 | 6000-Electrical energy | KTOE | FR | 2012 | nrg_105a | 0.24283
Consumption in BKB / PB Plants | 6000 | 6000-Electrical energy | KTOE | LT | 2012 | nrg_105a | 0.020934
Imports | 4000 | 4000-Gas | KTOE | RO | 2011 | nrg_103a | 103.1544
Primary production | 7200 | 7200-Waste (non-renewable) | KTOE | PT | 2013 | nrg_108a | 6.0122
Transformation input in Coke Ovens | 2210 | 2210-Lignite/Brown Coal | KTOE | DE | 2010 | nrg_110a | 5.7108
Imports | 3105 | 3105-Crude oil (without NGL) | KTOE | BG | 2009 | nrg_110a | 258.2418
Imports | 3105 | 3105-Crude oil (without NGL) | KTOE | RO | 2009 | nrg_110a | 299.7707
Imports | 3270A | 3270A-Total fuel oil | KTOE | PL | 2009 | nrg_110a | 2.0013
Consumption in Coal Mines | 3270A | 3270A-Total fuel oil | KTOE | EE | 2014 | nrg_110a | 0.12142
Primary production | 4000 | 4000-Gas | KTOE | PL | 2014 | nrg_110a | 156.0127
Consumption in Coal Mines | 4000 | 4000-Gas | KTOE | ES | 2014 | nrg_110a | 0.029308
Consumption in Pipeline transport | 4000 | 4000-Gas | KTOE | TR | 2009 | nrg_110a | 6.4812
Primary production | 4100 | 4100-Natural gas | KTOE | PL | 2009 | nrg_110a | 153.9821
Primary production | 4100 | 4100-Natural gas | KTOE | RO | 2010 | nrg_110a | 360.8435
Imports | 4100 | 4100-Natural gas | KTOE | RO | 2011 | nrg_110a | 103.1544
Imports | 4100 | 4100-Natural gas | KTOE | RS | 2014 | nrg_110a | 46.4944
Consumption in Pipeline transport | 4100 | 4100-Natural gas | KTOE | PL | 2014 | nrg_110a | 15.1437
Consumption in Pipeline transport | 4100 | 4100-Natural gas | KTOE | SK | 2012 | nrg_110a | 8.0387
Primary production | 7200 | 7200-Waste (non-renewable) | KTOE | PT | 2011 | nrg_110a | 6.2509
Imports | 7200 | 7200-Waste (non-renewable) | KTOE | PT | 2013 | nrg_100a | 1.0886
Imports | 2210 | 2210-Lignite/Brown Coal | KTOE | RO | 2009 | nrg_101a | 1.524
Imports | 2210 | 2210-Lignite/Brown Coal | KTOE | EL | 2009 | nrg_101a | 0.12979
Primary production | 3105 | 3105-Crude oil (without NGL) | KTOE | AT | 2014 | nrg_102a | 37.2918
Primary production | 3105 | 3105-Crude oil (without NGL) | KTOE | MD | 2011 | nrg_102a | 0.52335
Imports | 3105 | 3105-Crude oil (without NGL) | KTOE | EL | 2014 | nrg_102a | 887.1452
Imports | 3105 | 3105-Crude oil (without NGL) | KTOE | ES | 2014 | nrg_102a | 2462.2487
Imports | 3105 | 3105-Crude oil (without NGL) | KTOE | MK | 2009 | nrg_102a | 40.1933
Imports | 3270A | 3270A-Total fuel oil | KTOE | ME | 2012 | nrg_102a | 0.3182
Imports | 3270A | 3270A-Total fuel oil | KTOE | EE | 2013 | nrg_102a | 17.9195
Transformation input in Gas Works | 4000 | 4000-Gas | KTOE | DK | 2010 | nrg_103a | 0.61546
Transformation output from Coke Ovens | 4000 | 4000-Gas | KTOE | FR | 2011 | nrg_103a | 19.3974
Consumption in Coal Mines | 4000 | 4000-Gas | KTOE | RO | 2012 | nrg_103a | 0.075362
Consumption in Coke Ovens | 4000 | 4000-Gas | KTOE | FR | 2009 | nrg_103a | 14.5073
Consumption in Pipeline transport | 4000 | 4000-Gas | KTOE | FI | 2012 | nrg_103a | 0.3182
Consumption in Pipeline transport | 4000 | 4000-Gas | KTOE | FR | 2014 | nrg_103a | 0.058615
Consumption in Pipeline transport | 4000 | 4000-Gas | KTOE | LT | 2013 | nrg_103a | 1.0718
Consumption in Pipeline transport | 4000 | 4000-Gas | KTOE | PL | 2013 | nrg_103a | 15.42
Primary production | 4100 | 4100-Natural gas | KTOE | MD | 2014 | nrg_103a | 0.0041868
Imports | 4100 | 4100-Natural gas | KTOE | EL | 2013 | nrg_103a | 135.4304
Consumption in Oil and gas extraction | 4100 | 4100-Natural gas | KTOE | FR | 2013 | nrg_103a | 0.90016
Consumption in Oil and gas extraction | 4100 | 4100-Natural gas | KTOE | HR | 2013 | nrg_103a | 3.2783
Consumption in Coal Mines | 4100 | 4100-Natural gas | KTOE | RO | 2013 | nrg_103a | 0.016747
Consumption in Coke Ovens | 4100 | 4100-Natural gas | KTOE | FR | 2011 | nrg_103a | 0.87085
Consumption in Pipeline transport | 4100 | 4100-Natural gas | KTOE | FR | 2010 | nrg_103a | 0.066989
Primary production | 4000 | 4000-Gas | KTOE | AL | 2014 | nrg_103a | 1.0383
Primary production | 4000 | 4000-Gas | KTOE | AT | 2014 | nrg_103a | 45.4268
Primary production | 4000 | 4000-Gas | KTOE | FR | 2009 | nrg_103a | 31.9662
Imports | 4000 | 4000-Gas | KTOE | EE | 2012 | nrg_103a | 22.8348
Primary production | 7200 | 7200-Waste (non-renewable) | KTOE | BE | 2014 | nrg_108a | 27.792
Primary production | 7200 | 7200-Waste (non-renewable) | KTOE | FR | 2014 | nrg_108a | 51.9582
Primary production | 7200 | 7200-Waste (non-renewable) | KTOE | HU | 2014 | nrg_108a | 3.8644
Primary production | 2210 | 2210-Lignite/Brown Coal | KTOE | AL | 2013 | nrg_110a | 0.029308
Primary production | 2210 | 2210-Lignite/Brown Coal | KTOE | MK | 2010 | nrg_110a | 49.9988
Primary production | 3105 | 3105-Crude oil (without NGL) | KTOE | AT | 2012 | nrg_110a | 34.8467
Imports | 3105 | 3105-Crude oil (without NGL) | KTOE | ES | 2014 | nrg_110a | 2462.2487
Imports | 3270A | 3270A-Total fuel oil | KTOE | EL | 2011 | nrg_110a | 74.0812
Imports | 3270A | 3270A-Total fuel oil | KTOE | ES | 2014 | nrg_110a | 222.2018
Primary production | 4000 | 4000-Gas | KTOE | HR | 2012 | nrg_110a | 68.4458
Imports | 4000 | 4000-Gas | KTOE | MK | 2011 | nrg_110a | 4.618
Transformation output from Coke Ovens | 4000 | 4000-Gas | KTOE | ES | 2009 | nrg_110a | 12.954
Transformation output from Coke Ovens | 4000 | 4000-Gas | KTOE | NL | 2014 | nrg_110a | 16.2867
Transformation output from Coke Ovens | 4000 | 4000-Gas | KTOE | PL | 2010 | nrg_110a | 73.0094
Transformation output from Coke Ovens | 4000 | 4000-Gas | KTOE | SK | 2012 | nrg_110a | 11.677
Consumption in Pipeline transport | 4000 | 4000-Gas | KTOE | FR | 2012 | nrg_110a | 0.033494
Consumption in Pipeline transport | 4000 | 4000-Gas | KTOE | FI | 2010 | nrg_110a | 0.39775
Consumption in Pipeline transport | 4000 | 4000-Gas | KTOE | PL | 2010 | nrg_110a | 9.2696
Imports | 4100 | 4100-Natural gas | KTOE | EL | 2014 | nrg_110a | 103.2716
Consumption in Gas Works | 6000 | 6000-Electrical energy | KTOE | CZ | 2010 | nrg_105a | 0.16747
Consumption in Pipeline transport | 6000 | 6000-Electrical energy | KTOE | PT | 2011 | nrg_105a | 0.046055
Primary production | 5520 | 5520-Wind power | KTOE | MK | 2014 | nrg_107a | 0.25539
Consumption in Coal Mines | 0 | 0000-All products | KTOE | EL | 2011 | nrg_110a | 3.4834
Primary production | 0 | 0000-All products | KTOE | ME | 2012 | nrg_110a | 29.6593
Primary production | 0 | 0000-All products | KTOE | PT | 2014 | nrg_110a | 250.9568
Imports | 0 | 0000-All products | KTOE | BG | 2010 | nrg_110a | 485.1538
Imports | 0 | 0000-All products | KTOE | SE | 2010 | nrg_110a | 1392.5255
Consumption in BKB / PB Plants | 0 | 0000-All products | KTOE | LT | 2011 | nrg_110a | 0.029308
Consumption in Pipeline transport | 0 | 0000-All products | KTOE | RO | 2009 | nrg_110a | 2.3865
Consumption in Pipeline transport | 6000 | 6000-Electrical energy | KTOE | TR | 2014 | nrg_110a | 0.63221
Imports | 6000 | 6000-Electrical energy | KTOE | EE | 2011 | nrg_110a | 6.0834
Consumption in Coal Mines | 0 | 0000-All products | KTOE | EE | 2013 | nrg_100a | 1.8003
Consumption in Pipeline transport | 0 | 0000-All products | KTOE | TR | 2010 | nrg_100a | 7.3981
Imports | 6000 | 6000-Electrical energy | KTOE | RO | 2009 | nrg_100a | 2.3446
Consumption in BKB / PB Plants | 6000 | 6000-Electrical energy | KTOE | RS | 2009 | nrg_100a | 0.17585
Consumption in BKB / PB Plants | 6000 | 6000-Electrical energy | KTOE | IE | 2009 | nrg_100a | 0.28052
Consumption in Pipeline transport | 6000 | 6000-Electrical energy | KTOE | CZ | 2009 | nrg_100a | 0.087923
Consumption in Pipeline transport | 6000 | 6000-Electrical energy | KTOE | HR | 2013 | nrg_100a | 0.087923
Consumption in Pipeline transport | 6000 | 6000-Electrical energy | KTOE | IT | 2014 | nrg_100a | 1.5366
Consumption in Pipeline transport | 6000 | 6000-Electrical energy | KTOE | LV | 2010 | nrg_100a | 0.066989
Transformation input in BKB / PB Plants | 0 | 0000-All products | KTOE | CZ | 2010 | nrg_100a | 3.6383
Primary production | 0 | 0000-All products | KTOE | FI | 2013 | nrg_100a | 753.624
Primary production | 0 | 0000-All products | KTOE | HR | 2013 | nrg_100a | 185.8186
Imports | 0 | 0000-All products | KTOE | EL | 2011 | nrg_100a | 1257.6268
Imports | 0 | 0000-All products | KTOE | ES | 2013 | nrg_100a | 4973.0099
Imports | 0 | 0000-All products | KTOE | ME | 2011 | nrg_100a | 20.2348
Transformation output from Patent Fuel Plants | 0 | 0000-All products | KTOE | UA | 2014 | nrg_100a | 2.1101
Consumption in Oil and gas extraction | 0 | 0000-All products | KTOE | HU | 2009 | nrg_100a | 1.2477
Consumption in Coke Ovens | 4220 | 4220-Blast Furnace Gas | KTOE | DE | 2014 | nrg_103a | 17.7311
Imports | 6000 | 6000-Electrical energy | KTOE | EL | 2014 | nrg_105a | 34.0596
Imports | 6000 | 6000-Electrical energy | KTOE | MK | 2012 | nrg_105a | 9.8683
Imports | 6000 | 6000-Electrical energy | KTOE | RO | 2011 | nrg_105a | 12.2757
Consumption in Oil and gas extraction | 6000 | 6000-Electrical energy | KTOE | HU | 2014 | nrg_105a | 0.94203
Consumption in Coal Mines | 6000 | 6000-Electrical energy | KTOE | EE | 2009 | nrg_105a | 0.762
Consumption in Coal Mines | 6000 | 6000-Electrical energy | KTOE | HU | 2009 | nrg_105a | 1.457
Consumption in Coal Mines | 6000 | 6000-Electrical energy | KTOE | PT | 2010 | nrg_105a | 0.0041868
Consumption in BKB / PB Plants | 6000 | 6000-Electrical energy | KTOE | RS | 2011 | nrg_105a | 0.91272
Consumption in Pipeline transport | 6000 | 6000-Electrical energy | KTOE | HR | 2009 | nrg_105a | 0.09211
Consumption in Pipeline transport | 6000 | 6000-Electrical energy | KTOE | LT | 2012 | nrg_105a | 0.083736
Consumption in Pipeline transport | 6000 | 6000-Electrical energy | KTOE | PL | 2012 | nrg_105a | 1.1095
Primary production | 5520 | 5520-Wind power | KTOE | BE | 2009 | nrg_107a | 3.5839
Primary production | 5520 | 5520-Wind power | KTOE | HR | 2014 | nrg_107a | 2.6293
Primary production | 5520 | 5520-Wind power | KTOE | FR | 2011 | nrg_107a | 43.3836
Primary production | 5520 | 5520-Wind power | KTOE | HU | 2009 | nrg_107a | 1.1932
Transformation output from Patent Fuel Plants | 0 | 0000-All products | KTOE | UK | 2014 | nrg_110a | 8.0303
Consumption in Coal Mines | 0 | 0000-All products | KTOE | HU | 2013 | nrg_110a | 1.457
Consumption in Coal Mines | 0 | 0000-All products | KTOE | RO | 2014 | nrg_110a | 3.1234
Primary production | 0 | 0000-All products | KTOE | HU | 2013 | nrg_110a | 422.0127
Primary production | 0 | 0000-All products | KTOE | HR | 2012 | nrg_110a | 176.4904
Primary production | 0 | 0000-All products | KTOE | FR | 2009 | nrg_110a | 5337.8769
Primary production | 0 | 0000-All products | KTOE | UA | 2011 | nrg_110a | 3423.6552
Imports | 0 | 0000-All products | KTOE | ES | 2013 | nrg_110a | 4973.0099
Imports | 0 | 0000-All products | KTOE | MT | 2009 | nrg_110a | 84.1547
Transformation input in Coke Ovens | 0 | 0000-All products | KTOE | AT | 2010 | nrg_110a | 53.6203
Consumption in Gas Works | 0 | 0000-All products | KTOE | ES | 2013 | nrg_110a | 0.37681
Transformation input in Patent Fuel Plants | 0 | 0000-All products | KTOE | HU | 2009 | nrg_110a | 0.19259
Transformation input in Patent Fuel Plants | 0 | 0000-All products | KTOE | UK | 2010 | nrg_110a | 10.153
Transformation input in Patent Fuel Plants | 0 | 0000-All products | KTOE | UA | 2014 | nrg_110a | 1.39
Transformation output from Coke Ovens | 0 | 0000-All products | KTOE | FR | 2012 | nrg_110a | 115.1663
Consumption in Oil and gas extraction | 0 | 0000-All products | KTOE | FR | 2014 | nrg_110a | 2.1813
Imports | 4100 | 4100-Natural gas | KTOE | EE | 2013 | nrg_110a | 23.2326
Consumption in Coal Mines | 4100 | 4100-Natural gas | KTOE | PL | 2012 | nrg_110a | 0.69501
Consumption in Pipeline transport | 4100 | 4100-Natural gas | KTOE | DE | 2012 | nrg_110a | 12.6818
Consumption in Pipeline transport | 4100 | 4100-Natural gas | KTOE | EL | 2010 | nrg_110a | 0.01256
Consumption in Pipeline transport | 4100 | 4100-Natural gas | KTOE | HU | 2013 | nrg_110a | 1.3481
Consumption in Pipeline transport | 4100 | 4100-Natural gas | KTOE | LT | 2009 | nrg_110a | 0.95878
Consumption in Pipeline transport | 4100 | 4100-Natural gas | KTOE | IT | 2013 | nrg_110a | 9.1817
Consumption in Pipeline transport | 4100 | 4100-Natural gas | KTOE | MD | 2013 | nrg_110a | 0.20097
Primary production | 5100 | 5100-Nuclear heat | KTOE | BE | 2012 | nrg_110a | 435.1844
Primary production | 4000 | 4000-Gas | KTOE | FR | 2011 | nrg_100a | 21.1726
Primary production | 2210 | 2210-Lignite/Brown Coal | KTOE | SI | 2011 | nrg_110a | 50.2625
Primary production | 4000 | 4000-Gas | KTOE | SI | 2009 | nrg_100a | 0.10886
Primary production | 5100 | 5100-Nuclear heat | KTOE | SI | 2014 | nrg_100a | 68.7975
Primary production | 4000 | 4000-Gas | KTOE | SI | 2009 | nrg_110a | 0.10886
Primary production | 7200 | 7200-Waste (non-renewable) | KTOE | SK | 2013 | nrg_100a | 5.6145
Primary production | 3105 | 3105-Crude oil (without NGL) | KTOE | SK | 2011 | nrg_102a | 0.61127
Primary production | 4000 | 4000-Gas | KTOE | SK | 2009 | nrg_100a | 3.6718
Primary production | 5100 | 5100-Nuclear heat | KTOE | SK | 2014 | nrg_104a | 169.1844
Primary production | 7200 | 7200-Waste (non-renewable) | KTOE | SK | 2012 | nrg_110a | 1.8045
Primary production | 3105 | 3105-Crude oil (without NGL) | KTOE | TR | 2014 | nrg_102a | 106.0768
Primary production | 4000 | 4000-Gas | KTOE | TR | 2010 | nrg_100a | 23.5214
Primary production | 3105 | 3105-Crude oil (without NGL) | KTOE | TR | 2014 | nrg_110a | 106.0768
Primary production | 4100 | 4100-Natural gas | KTOE | TR | 2009 | nrg_103a | 23.601
Primary production | 4000 | 4000-Gas | KTOE | TR | 2013 | nrg_110a | 18.5308
Imports | 3105 | 3105-Crude oil (without NGL) | KTOE | AL | 2009 | nrg_102a | 2.9308
Imports | 3270A | 3270A-Total fuel oil | KTOE | NO | 2011 | nrg_102a | 54.8806
Imports | 3270A | 3270A-Total fuel oil | KTOE | AT | 2010 | nrg_102a | 6.9585
Transformation output from Gas Works | 4000 | 4000-Gas | KTOE | CZ | 2013 | nrg_103a | 14.7585
Consumption in Oil and gas extraction | 4000 | 4000-Gas | KTOE | SK | 2013 | nrg_103a | 0.66989
Primary production | 7200 | 7200-Waste (non-renewable) | KTOE | PL | 2012 | nrg_108a | 17.5636
Imports | 3105 | 3105-Crude oil (without NGL) | KTOE | PL | 2011 | nrg_110a | 974.1428
Consumption in Oil and gas extraction | 4000 | 4000-Gas | KTOE | SI | 2009 | nrg_110a | 0.10886
Transformation output from Gas Works | 4000 | 4000-Gas | KTOE | EE | 2011 | nrg_110a | 6.4854
Imports | 4100 | 4100-Natural gas | KTOE | PL | 2013 | nrg_110a | 429.9509
Primary production | 7200 | 7200-Waste (non-renewable) | KTOE | NO | 2014 | nrg_110a | 9.3952
Consumption in Oil and gas extraction | 4000 | 4000-Gas | KTOE | SI | 2013 | nrg_100a | 0.10886
Consumption in Oil and gas extraction | 4000 | 4000-Gas | KTOE | UA | 2009 | nrg_100a | 23.8396
Imports | 3105 | 3105-Crude oil (without NGL) | KTOE | RO | 2012 | nrg_102a | 219.8154
Imports | 3270A | 3270A-Total fuel oil | KTOE | RO | 2011 | nrg_102a | 0.59871
Imports | 3270A | 3270A-Total fuel oil | KTOE | PL | 2012 | nrg_102a | 2.4409
Imports | 4100 | 4100-Natural gas | KTOE | RS | 2012 | nrg_103a | 59.6661
Consumption in Pipeline transport | 4100 | 4100-Natural gas | KTOE | RS | 2011 | nrg_103a | 0.037681
Consumption in Pipeline transport | 4100 | 4100-Natural gas | KTOE | TR | 2010 | nrg_103a | 6.6738
Imports | 7200 | 7200-Waste (non-renewable) | KTOE | PT | 2012 | nrg_108a | 0.33076
Primary production | 7200 | 7200-Waste (non-renewable) | KTOE | PT | 2010 | nrg_108a | 6.6445
Primary production | 2210 | 2210-Lignite/Brown Coal | KTOE | RO | 2014 | nrg_110a | 184.4285
Imports | 2210 | 2210-Lignite/Brown Coal | KTOE | RS | 2012 | nrg_110a | 8.1266
Imports | 3270A | 3270A-Total fuel oil | KTOE | PT | 2013 | nrg_110a | 7.0799
Consumption in Coal Mines | 3270A | 3270A-Total fuel oil | KTOE | EE | 2011 | nrg_110a | 0.12142
Primary production | 4000 | 4000-Gas | KTOE | PL | 2011 | nrg_110a | 161.1834
Imports | 4000 | 4000-Gas | KTOE | RS | 2013 | nrg_110a | 62.9234
Consumption in Coal Mines | 4000 | 4000-Gas | KTOE | ES | 2011 | nrg_110a | 0.20515
Consumption in Gas Works | 4000 | 4000-Gas | KTOE | UA | 2013 | nrg_110a | 14.7752
Consumption in Pipeline transport | 4000 | 4000-Gas | KTOE | RS | 2013 | nrg_110a | 0.079549
Imports | 4100 | 4100-Natural gas | KTOE | RS | 2011 | nrg_110a | 58.2593
Imports | 4100 | 4100-Natural gas | KTOE | PT | 2014 | nrg_110a | 145.4746
Consumption in Coal Mines | 4100 | 4100-Natural gas | KTOE | ES | 2013 | nrg_110a | 0.033494
Consumption in Pipeline transport | 4100 | 4100-Natural gas | KTOE | PL | 2011 | nrg_110a | 9.2989
Consumption in Pipeline transport | 4100 | 4100-Natural gas | KTOE | SK | 2009 | nrg_110a | 17.0486
Consumption in Pipeline transport | 4100 | 4100-Natural gas | KTOE | UA | 2014 | nrg_110a | 94.136
Primary production | 5100 | 5100-Nuclear heat | KTOE | RO | 2014 | nrg_110a | 126.1022
Primary production | 7200 | 7200-Waste (non-renewable) | KTOE | PL | 2013 | nrg_110a | 18.8825
Imports | 7200 | 7200-Waste (non-renewable) | KTOE | CY | 2014 | nrg_100a | 0.029308
Consumption in Gas Works | 4000 | 4000-Gas | KTOE | SE | 2009 | nrg_100a | 0.21353
Consumption in Pipeline transport | 4000 | 4000-Gas | KTOE | TR | 2012 | nrg_100a | 6.6151
Consumption in Oil and gas extraction | 0 | 0000-All products | KTOE | HR | 2014 | nrg_110a | 3.2029
Consumption in Oil and gas extraction | 0 | 0000-All products | KTOE | HU | 2014 | nrg_110a | 2.3404
Consumption in Pipeline transport | 0 | 0000-All products | KTOE | CZ | 2013 | nrg_110a | 1.8589
Consumption in Pipeline transport | 0 | 0000-All products | KTOE | HU | 2011 | nrg_110a | 2.085
Consumption in Pipeline transport | 0 | 0000-All products | KTOE | MD | 2012 | nrg_110a | 0.058615
Primary production | 5520 | 5520-Wind power | KTOE | AT | 2011 | nrg_110a | 6.971
Primary production | 5520 | 5520-Wind power | KTOE | FR | 2010 | nrg_110a | 35.8013
Primary production | 5520 | 5520-Wind power | KTOE | UA | 2013 | nrg_110a | 2.2986
Primary production | 5520 | 5520-Wind power | KTOE | UK | 2009 | nrg_110a | 33.419
Consumption in Pipeline transport | 6000 | 6000-Electrical energy | KTOE | LT | 2014 | nrg_110a | 0.062802
Consumption in Pipeline transport | 6000 | 6000-Electrical energy | KTOE | MD | 2014 | nrg_110a | 0.025121
Consumption in Coal Mines | 6000 | 6000-Electrical energy | KTOE | MK | 2014 | nrg_110a | 0.381
Consumption in Coal Mines | 6000 | 6000-Electrical energy | KTOE | PL | 2013 | nrg_110a | 22.3366
Consumption in Coke Ovens | 6000 | 6000-Electrical energy | KTOE | DE | 2012 | nrg_110a | 1.0802
Transformation output from Coke Ovens | 0 | 0000-All products | KTOE | HU | 2014 | nrg_100a | 35.5627
Consumption in Coal Mines | 0 | 0000-All products | KTOE | MK | 2012 | nrg_100a | 0.49823
Consumption in Coal Mines | 0 | 0000-All products | KTOE | PT | 2014 | nrg_100a | 0.01256
Consumption in BKB / PB Plants | 0 | 0000-All products | KTOE | IE | 2009 | nrg_100a | 1.0132
Consumption in Pipeline transport | 0 | 0000-All products | KTOE | FR | 2013 | nrg_100a | 0.066989
Primary production | 0 | 0000-All products | KTOE | SI | 2013 | nrg_100a | 150.8462
Primary production | 0 | 0000-All products | KTOE | SK | 2014 | nrg_100a | 264.0782
Primary production | 5520 | 5520-Wind power | KTOE | TR | 2011 | nrg_110a | 17.0026
Primary production | 5520 | 5520-Wind power | KTOE | UA | 2012 | nrg_107a | 1.0383
Imports | 0 | 0000-All products | KTOE | AL | 2010 | nrg_100a | 56.9865
Imports | 6000 | 6000-Electrical energy | KTOE | NO | 2010 | nrg_100a | 52.8249
Transformation input in BKB / PB Plants | 0 | 0000-All products | KTOE | EE | 2013 | nrg_100a | 0.87923
Primary production | 0 | 0000-All products | KTOE | NO | 2014 | nrg_100a | 8216.8797
Imports | 2112 | 2112-Patent Fuels | KTOE | AT | 2014 | nrg_101a | 0.26377
Consumption in Oil and gas extraction | 6000 | 6000-Electrical energy | KTOE | TR | 2013 | nrg_105a | 0.30145
Consumption in Oil and gas extraction | 0 | 0000-All products | KTOE | SK | 2011 | nrg_110a | 0.55266
Consumption in Oil and gas extraction | 0 | 0000-All products | KTOE | SI | 2013 | nrg_110a | 0.10886
Transformation input in Coke Ovens | 0 | 0000-All products | KTOE | EE | 2011 | nrg_110a | 0.85411
Transformation input in BKB / PB Plants | 0 | 0000-All products | KTOE | RS | 2013 | nrg_110a | 16.5086
Transformation output from Gas Works | 0 | 0000-All products | KTOE | CZ | 2011 | nrg_110a | 16.1652
Imports | 2112 | 2112-Patent Fuels | KTOE | AT | 2010 | nrg_110a | 0.381
Consumption in Oil and gas extraction | 6000 | 6000-Electrical energy | KTOE | TR | 2009 | nrg_110a | 0.25958
Transformation output from Gas Works | 0 | 0000-All products | KTOE | CZ | 2009 | nrg_100a | 14.9301
Consumption in Oil and gas extraction | 0 | 0000-All products | KTOE | SK | 2009 | nrg_100a | 0.59034
Imports | 6000 | 6000-Electrical energy | KTOE | SE | 2012 | nrg_100a | 42.0564
Consumption in Gas Works | 6000 | 6000-Electrical energy | KTOE | CZ | 2010 | nrg_100a | 0.16747
Consumption in Pipeline transport | 6000 | 6000-Electrical energy | KTOE | PL | 2011 | nrg_100a | 1.21
Consumption in Pipeline transport | 6000 | 6000-Electrical energy | KTOE | PT | 2013 | nrg_100a | 0.033494
Consumption in Pipeline transport | 6000 | 6000-Electrical energy | KTOE | RO | 2011 | nrg_100a | 0.11723
Consumption in Pipeline transport | 6000 | 6000-Electrical energy | KTOE | UA | 2014 | nrg_100a | 2.6293
Transformation input in Coke Ovens | 0 | 0000-All products | KTOE | DE | 2011 | nrg_100a | 344.5318
Primary production | 0 | 0000-All products | KTOE | PT | 2012 | nrg_100a | 197.0517
Imports | 0 | 0000-All products | KTOE | CY | 2010 | nrg_100a | 123.2761
Imports | 0 | 0000-All products | KTOE | CZ | 2013 | nrg_100a | 843.1001
Imports | 0 | 0000-All products | KTOE | RS | 2010 | nrg_100a | 255.2022
Imports | 6000 | 6000-Electrical energy | KTOE | BG | 2014 | nrg_105a | 15.5498
Consumption in Coal Mines | 6000 | 6000-Electrical energy | KTOE | HU | 2014 | nrg_105a | 0.90854
Consumption in Pipeline transport | 6000 | 6000-Electrical energy | KTOE | UA | 2010 | nrg_105a | 4.4087
Consumption in Pipeline transport | 6000 | 6000-Electrical energy | KTOE | TR | 2010 | nrg_105a | 0.72432
Consumption in Coal Mines | 0 | 0000-All products | KTOE | ES | 2009 | nrg_110a | 0.83736
Consumption in Coal Mines | 0 | 0000-All products | KTOE | FR | 2010 | nrg_110a | 0.21353
Primary production | 0 | 0000-All products | KTOE | PL | 2011 | nrg_110a | 2833.6555
Primary production | 0 | 0000-All products | KTOE | RO | 2012 | nrg_110a | 1145.1693
Consumption in Gas Works | 0 | 0000-All products | KTOE | UA | 2009 | nrg_110a | 15.1018
Consumption in Pipeline transport | 0 | 0000-All products | KTOE | SK | 2012 | nrg_110a | 8.2019
Consumption in Pipeline transport | 0 | 0000-All products | KTOE | RS | 2009 | nrg_110a | 0.10467
Consumption in Pipeline transport | 0 | 0000-All products | KTOE | UA | 2014 | nrg_110a | 96.9747
Imports | 2210 | 2210-Lignite/Brown Coal | KTOE | ME | 2013 | nrg_101a | 0.029308
Imports | 2210 | 2210-Lignite/Brown Coal | KTOE | MK | 2014 | nrg_101a | 0.66151
Transformation input in BKB / PB Plants | 2210 | 2210-Lignite/Brown Coal | KTOE | DE | 2012 | nrg_101a | 147.0069
Primary production | 3105 | 3105-Crude oil (without NGL) | KTOE | AT | 2011 | nrg_102a | 34.4113
Imports | 3105 | 3105-Crude oil (without NGL) | KTOE | ES | 2011 | nrg_102a | 2194.2642
Imports | 3105 | 3105-Crude oil (without NGL) | KTOE | EL | 2011 | nrg_102a | 703.0935
Imports | 3270A | 3270A-Total fuel oil | KTOE | ME | 2009 | nrg_102a | 1.3984
Imports | 3270A | 3270A-Total fuel oil | KTOE | EE | 2010 | nrg_102a | 8.3987
Consumption in Coal Mines | 3270A | 3270A-Total fuel oil | KTOE | EE | 2013 | nrg_102a | 0.079549
Transformation output from Coke Ovens | 4000 | 4000-Gas | KTOE | FI | 2012 | nrg_103a | 8.0345
Transformation output from Coke Ovens | 4000 | 4000-Gas | KTOE | IT | 2014 | nrg_103a | 16.2197
Consumption in Coal Mines | 4000 | 4000-Gas | KTOE | RO | 2009 | nrg_103a | 0.071176
Consumption in Coke Ovens | 4000 | 4000-Gas | KTOE | DE | 2012 | nrg_103a | 22.278
Consumption in Pipeline transport | 4000 | 4000-Gas | KTOE | FI | 2009 | nrg_103a | 0.39775
Consumption in Pipeline transport | 4000 | 4000-Gas | KTOE | FR | 2011 | nrg_103a | 0.01256
Consumption in Pipeline transport | 4000 | 4000-Gas | KTOE | LT | 2010 | nrg_103a | 0.93784
Consumption in Pipeline transport | 4000 | 4000-Gas | KTOE | PL | 2010 | nrg_103a | 9.2696
Imports | 4100 | 4100-Natural gas | KTOE | EL | 2010 | nrg_103a | 135.2629
Imports | 4100 | 4100-Natural gas | KTOE | EE | 2012 | nrg_103a | 22.8348
Consumption in Oil and gas extraction | 4100 | 4100-Natural gas | KTOE | FR | 2010 | nrg_103a | 0.65314
Consumption in Oil and gas extraction | 4100 | 4100-Natural gas | KTOE | HR | 2010 | nrg_103a | 8.0093
Consumption in Coal Mines | 4100 | 4100-Natural gas | KTOE | RO | 2010 | nrg_103a | 0.054428
Consumption in Pipeline transport | 4100 | 4100-Natural gas | KTOE | EL | 2009 | nrg_103a | 0.01256
Consumption in Pipeline transport | 4100 | 4100-Natural gas | KTOE | LT | 2012 | nrg_103a | 1.21
Consumption in Pipeline transport | 4100 | 4100-Natural gas | KTOE | IT | 2014 | nrg_103a | 8.7797
Consumption in Pipeline transport | 4100 | 4100-Natural gas | KTOE | MD | 2014 | nrg_103a | 0.26377
Primary production | 4000 | 4000-Gas | KTOE | AL | 2011 | nrg_103a | 0.50242
Primary production | 4000 | 4000-Gas | KTOE | AT | 2011 | nrg_103a | 57.6397
Imports | 4000 | 4000-Gas | KTOE | EL | 2014 | nrg_103a | 103.2716
Imports | 4000 | 4000-Gas | KTOE | EE | 2009 | nrg_103a | 21.9849
Primary production | 5100 | 5100-Nuclear heat | KTOE | FR | 2014 | nrg_104a | 4713.9181
Primary production | 7200 | 7200-Waste (non-renewable) | KTOE | BE | 2011 | nrg_108a | 31.4177
Primary production | 7200 | 7200-Waste (non-renewable) | KTOE | FR | 2011 | nrg_108a | 47.4783
Primary production | 7200 | 7200-Waste (non-renewable) | KTOE | HU | 2011 | nrg_108a | 3.9272
Primary production | 2210 | 2210-Lignite/Brown Coal | KTOE | AL | 2010 | nrg_110a | 0.10048
Imports | 2210 | 2210-Lignite/Brown Coal | KTOE | ME | 2013 | nrg_110a | 0.029308
Primary production | 3105 | 3105-Crude oil (without NGL) | KTOE | AT | 2009 | nrg_110a | 37.8989
Primary production | 3105 | 3105-Crude oil (without NGL) | KTOE | FR | 2012 | nrg_110a | 34.3192
Primary production | 3105 | 3105-Crude oil (without NGL) | KTOE | HR | 2013 | nrg_110a | 22.7092
Imports | 3105 | 3105-Crude oil (without NGL) | KTOE | ES | 2011 | nrg_110a | 2194.2642
Imports | 3270A | 3270A-Total fuel oil | KTOE | ES | 2011 | nrg_110a | 151.3989
Primary production | 4000 | 4000-Gas | KTOE | FR | 2012 | nrg_110a | 18.8992
Primary production | 4000 | 4000-Gas | KTOE | HR | 2009 | nrg_110a | 91.9631
Imports | 4000 | 4000-Gas | KTOE | EL | 2012 | nrg_110a | 153.8188
Consumption in Oil and gas extraction | 4000 | 4000-Gas | KTOE | ES | 2014 | nrg_110a | 0.23446
Consumption in Oil and gas extraction | 4000 | 4000-Gas | KTOE | FR | 2012 | nrg_110a | 0.90016
Consumption in Oil and gas extraction | 4000 | 4000-Gas | KTOE | HR | 2012 | nrg_110a | 3.2615
Consumption in Oil and gas extraction | 4000 | 4000-Gas | KTOE | IT | 2014 | nrg_110a | 35.7469
Transformation output from Coke Ovens | 4000 | 4000-Gas | KTOE | HU | 2014 | nrg_110a | 7.599
Transformation output from Coke Ovens | 4000 | 4000-Gas | KTOE | NL | 2011 | nrg_110a | 16.4834
Transformation output from Coke Ovens | 4000 | 4000-Gas | KTOE | RO | 2009 | nrg_110a | 2.106
Transformation output from Coke Ovens | 4000 | 4000-Gas | KTOE | SK | 2009 | nrg_110a | 11.0783
Primary production | 2210 | 2210-Lignite/Brown Coal | KTOE | SI | 2009 | nrg_110a | 48.5585
Primary production | 4100 | 4100-Natural gas | KTOE | SI | 2013 | nrg_110a | 0.10886
Primary production | 5100 | 5100-Nuclear heat | KTOE | SI | 2012 | nrg_100a | 59.7038
Primary production | 7200 | 7200-Waste (non-renewable) | KTOE | SK | 2011 | nrg_100a | 1.4235
Primary production | 3105 | 3105-Crude oil (without NGL) | KTOE | SK | 2009 | nrg_102a | 0.61127
Primary production | 4100 | 4100-Natural gas | KTOE | SK | 2013 | nrg_110a | 4.371
Primary production | 5100 | 5100-Nuclear heat | KTOE | SK | 2012 | nrg_104a | 169.4607
Primary production | 7200 | 7200-Waste (non-renewable) | KTOE | SK | 2010 | nrg_110a | 1.4361
Primary production | 3105 | 3105-Crude oil (without NGL) | KTOE | TR | 2012 | nrg_102a | 102.0909
Primary production | 4100 | 4100-Natural gas | KTOE | TR | 2014 | nrg_110a | 16.5211
Primary production | 3105 | 3105-Crude oil (without NGL) | KTOE | TR | 2012 | nrg_110a | 102.0909
Primary production | 4000 | 4000-Gas | KTOE | TR | 2013 | nrg_103a | 18.5308
Primary production | 5520 | 5520-Wind power | KTOE | PL | 2009 | nrg_110a | 3.877
Consumption in BKB / PB Plants | 6000 | 6000-Electrical energy | KTOE | LT | 2011 | nrg_110a | 0.020934
Consumption in Gas Works | 6000 | 6000-Electrical energy | KTOE | UA | 2009 | nrg_110a | 0.32238
Consumption in Pipeline transport | 6000 | 6000-Electrical energy | KTOE | RO | 2013 | nrg_110a | 0.066989
Consumption in Pipeline transport | 6000 | 6000-Electrical energy | KTOE | UA | 2010 | nrg_110a | 4.4087
Consumption in Coal Mines | 6000 | 6000-Electrical energy | KTOE | EL | 2011 | nrg_110a | 3.4834
Consumption in Coal Mines | 0 | 0000-All products | KTOE | EL | 2009 | nrg_100a | 3.496
Consumption in Gas Works | 0 | 0000-All products | KTOE | UA | 2009 | nrg_100a | 15.1018
Consumption in Pipeline transport | 0 | 0000-All products | KTOE | RO | 2009 | nrg_100a | 2.3865
Imports | 6000 | 6000-Electrical energy | KTOE | ME | 2011 | nrg_100a | 7.1762
Consumption in Oil and gas extraction | 6000 | 6000-Electrical energy | KTOE | HU | 2014 | nrg_100a | 0.94203
Consumption in Coal Mines | 6000 | 6000-Electrical energy | KTOE | PT | 2014 | nrg_100a | 0.01256
Transformation input in Patent Fuel Plants | 0 | 0000-All products | KTOE | HU | 2009 | nrg_100a | 0.19259
Transformation input in Coke Ovens | 0 | 0000-All products | KTOE | HU | 2010 | nrg_100a | 44.5852
Transformation input in Coke Ovens | 0 | 0000-All products | KTOE | SE | 2013 | nrg_100a | 42.002
Transformation input in Gas Works | 0 | 0000-All products | KTOE | EE | 2011 | nrg_100a | 11.4635
Transformation input in Gas Works | 0 | 0000-All products | KTOE | PL | 2013 | nrg_100a | 0.09211
Transformation input in BKB / PB Plants | 0 | 0000-All products | KTOE | DE | 2012 | nrg_100a | 147.0069
Transformation input in BKB / PB Plants | 0 | 0000-All products | KTOE | FI | 2011 | nrg_100a | 0.78293
Primary production | 0 | 0000-All products | KTOE | LV | 2011 | nrg_100a | 86.8845
Primary production | 0 | 0000-All products | KTOE | ME | 2012 | nrg_100a | 29.6593
Imports | 0 | 0000-All products | KTOE | EE | 2011 | nrg_100a | 77.4558
Transformation output from Patent Fuel Plants | 0 | 0000-All products | KTOE | UK | 2012 | nrg_100a | 7.5614
Transformation output from BKB / PB Plants | 0 | 0000-All products | KTOE | LT | 2012 | nrg_100a | 0.10048
Consumption in Coke Ovens | 4220 | 4220-Blast Furnace Gas | KTOE | FR | 2014 | nrg_103a | 10.4126
Imports | 6000 | 6000-Electrical energy | KTOE | ME | 2009 | nrg_105a | 4.4171
Consumption in Oil and gas extraction | 6000 | 6000-Electrical energy | KTOE | IT | 2010 | nrg_105a | 1.3691
Consumption in Coke Ovens | 6000 | 6000-Electrical energy | KTOE | DE | 2010 | nrg_105a | 1.1304
Consumption in Coke Ovens | 6000 | 6000-Electrical energy | KTOE | HU | 2012 | nrg_105a | 0.21771
Consumption in BKB / PB Plants | 6000 | 6000-Electrical energy | KTOE | IE | 2013 | nrg_105a | 0.33494
Consumption in Pipeline transport | 6000 | 6000-Electrical energy | KTOE | IT | 2010 | nrg_105a | 1.7124
Consumption in Pipeline transport | 6000 | 6000-Electrical energy | KTOE | LV | 2012 | nrg_105a | 0.087923
Transformation input in Coke Ovens | 0 | 0000-All products | KTOE | HU | 2014 | nrg_110a | 38.2297
Consumption in Coal Mines | 0 | 0000-All products | KTOE | EE | 2013 | nrg_110a | 1.8003
Consumption in Coal Mines | 0 | 0000-All products | KTOE | MK | 2014 | nrg_110a | 0.46473
Primary production | 0 | 0000-All products | KTOE | AT | 2011 | nrg_110a | 475.6582
Primary production | 0 | 0000-All products | KTOE | AL | 2013 | nrg_110a | 83.6104
Primary production | 0 | 0000-All products | KTOE | MK | 2013 | nrg_110a | 56.9321
Imports | 0 | 0000-All products | KTOE | EE | 2014 | nrg_110a | 114.6137
Consumption in BKB / PB Plants | 0 | 0000-All products | KTOE | IE | 2011 | nrg_110a | 0.80805
Consumption in BKB / PB Plants | 0 | 0000-All products | KTOE | RS | 2009 | nrg_110a | 0.17585
Transformation input in Gas Works | 0 | 0000-All products | KTOE | SE | 2013 | nrg_110a | 0.10467
Transformation output from Coke Ovens | 0 | 0000-All products | KTOE | HU | 2014 | nrg_110a | 35.5627
Transformation output from Coke Ovens | 0 | 0000-All products | KTOE | NL | 2011 | nrg_110a | 77.5688
Consumption in Pipeline transport | 0 | 0000-All products | KTOE | DE | 2013 | nrg_110a | 11.61
Consumption in Pipeline transport | 0 | 0000-All products | KTOE | LT | 2010 | nrg_110a | 1.03
Transformation output from Patent Fuel Plants | 2112 | 2112-Patent Fuels | KTOE | UA | 2014 | nrg_110a | 2.1101
Transformation output from Patent Fuel Plants | 2112 | 2112-Patent Fuels | KTOE | UK | 2014 | nrg_110a | 8.0303
Consumption in Coke Ovens | 4220 | 4220-Blast Furnace Gas | KTOE | DE | 2012 | nrg_110a | 16.2741
Primary production | 5520 | 5520-Wind power | KTOE | HR | 2013 | nrg_110a | 1.8631
Primary production | 5520 | 5520-Wind power | KTOE | FI | 2013 | nrg_110a | 2.7884
Primary production | 5520 | 5520-Wind power | KTOE | MD | 2014 | nrg_110a | 0.0041868
Consumption in Gas Works | 6000 | 6000-Electrical energy | KTOE | ES | 2013 | nrg_110a | 0.37681
Consumption in Pipeline transport | 6000 | 6000-Electrical energy | KTOE | CZ | 2009 | nrg_110a | 0.087923
Consumption in Pipeline transport | 6000 | 6000-Electrical energy | KTOE | HR | 2013 | nrg_110a | 0.087923
Consumption in Pipeline transport | 6000 | 6000-Electrical energy | KTOE | LV | 2010 | nrg_110a | 0.066989
Imports | 6000 | 6000-Electrical energy | KTOE | RO | 2013 | nrg_110a | 9.8515
Imports | 6000 | 6000-Electrical energy | KTOE | EL | 2009 | nrg_110a | 27.3607
Imports | 6000 | 6000-Electrical energy | KTOE | ES | 2011 | nrg_110a | 28.554
Consumption in Oil and gas extraction | 6000 | 6000-Electrical energy | KTOE | ES | 2012 | nrg_110a | 0.15072
Primary production | 4000 | 4000-Gas | KTOE | TR | 2011 | nrg_110a | 26.1884
Imports | 3105 | 3105-Crude oil (without NGL) | KTOE | AT | 2014 | nrg_102a | 314.6799
Imports | 3105 | 3105-Crude oil (without NGL) | KTOE | NO | 2014 | nrg_102a | 51.9707
Imports | 3270A | 3270A-Total fuel oil | KTOE | NO | 2009 | nrg_102a | 58.3179
Transformation output from Gas Works | 4000 | 4000-Gas | KTOE | CZ | 2011 | nrg_103a | 16.1652
Consumption in Oil and gas extraction | 4000 | 4000-Gas | KTOE | SK | 2011 | nrg_103a | 0.51498
Primary production | 7200 | 7200-Waste (non-renewable) | KTOE | PL | 2010 | nrg_108a | 16.6425
Imports | 3105 | 3105-Crude oil (without NGL) | KTOE | PL | 2009 | nrg_110a | 842.313
Transformation output from Gas Works | 4000 | 4000-Gas | KTOE | EE | 2009 | nrg_110a | 5.7234
Imports | 4100 | 4100-Natural gas | KTOE | PL | 2011 | nrg_110a | 404.5872
Consumption in Oil and gas extraction | 4100 | 4100-Natural gas | KTOE | SK | 2013 | nrg_110a | 0.66989
Primary production | 7200 | 7200-Waste (non-renewable) | KTOE | NO | 2012 | nrg_110a | 7.8251
Consumption in Oil and gas extraction | 4000 | 4000-Gas | KTOE | SI | 2011 | nrg_100a | 0.071176
Primary production | 2210 | 2210-Lignite/Brown Coal | KTOE | ME | 2014 | nrg_101a | 15.2441
Imports | 2210 | 2210-Lignite/Brown Coal | KTOE | CY | 2013 | nrg_101a | 0.0041868
Imports | 3270A | 3270A-Total fuel oil | KTOE | RO | 2009 | nrg_102a | 2.1185
Consumption in Pipeline transport | 4000 | 4000-Gas | KTOE | RS | 2013 | nrg_103a | 0.079549
Consumption in Pipeline transport | 4000 | 4000-Gas | KTOE | RO | 2013 | nrg_103a | 0.11723
Primary production | 4100 | 4100-Natural gas | KTOE | PL | 2013 | nrg_103a | 160.0656
Imports | 4100 | 4100-Natural gas | KTOE | BG | 2014 | nrg_103a | 93.1144
Imports | 4100 | 4100-Natural gas | KTOE | EE | 2010 | nrg_103a | 23.5508
Imports | 4100 | 4100-Natural gas | KTOE | RS | 2010 | nrg_103a | 65.603
Consumption in Pipeline transport | 4100 | 4100-Natural gas | KTOE | RS | 2009 | nrg_103a | 0.10467
Consumption in Pipeline transport | 4100 | 4100-Natural gas | KTOE | SK | 2013 | nrg_103a | 8.4322
Primary production | 2210 | 2210-Lignite/Brown Coal | KTOE | RO | 2012 | nrg_110a | 264.7062
Imports | 2210 | 2210-Lignite/Brown Coal | KTOE | RS | 2010 | nrg_110a | 5.4973
Imports | 3270A | 3270A-Total fuel oil | KTOE | BG | 2014 | nrg_110a | 2.8805
Consumption in Coal Mines | 3270A | 3270A-Total fuel oil | KTOE | EE | 2009 | nrg_110a | 0.041868
Primary production | 4000 | 4000-Gas | KTOE | PL | 2009 | nrg_110a | 153.9821
Imports | 4000 | 4000-Gas | KTOE | RS | 2011 | nrg_110a | 58.2593
Consumption in Gas Works | 4000 | 4000-Gas | KTOE | UA | 2011 | nrg_110a | 12.8367
Consumption in Pipeline transport | 4000 | 4000-Gas | KTOE | RS | 2011 | nrg_110a | 0.037681
Consumption in Pipeline transport | 4000 | 4000-Gas | KTOE | SK | 2014 | nrg_110a | 3.5002
Primary production | 4100 | 4100-Natural gas | KTOE | MD | 2013 | nrg_110a | 0.0041868
Imports | 4100 | 4100-Natural gas | KTOE | BG | 2013 | nrg_110a | 93.1856
Imports | 4100 | 4100-Natural gas | KTOE | RS | 2009 | nrg_110a | 52.8039
Consumption in Coal Mines | 4100 | 4100-Natural gas | KTOE | ES | 2011 | nrg_110a | 0.20515
Consumption in Pipeline transport | 4100 | 4100-Natural gas | KTOE | PL | 2009 | nrg_110a | 11.0825
Consumption in Pipeline transport | 4100 | 4100-Natural gas | KTOE | UA | 2012 | nrg_110a | 83.8909
Primary production | 5100 | 5100-Nuclear heat | KTOE | RO | 2012 | nrg_110a | 123.833
Primary production | 7200 | 7200-Waste (non-renewable) | KTOE | PL | 2011 | nrg_110a | 18.447
Imports | 7200 | 7200-Waste (non-renewable) | KTOE | CY | 2012 | nrg_100a | 0.025121
Consumption in Gas Works | 4000 | 4000-Gas | KTOE | UA | 2013 | nrg_100a | 14.7752
Consumption in Pipeline transport | 4000 | 4000-Gas | KTOE | TR | 2010 | nrg_100a | 6.6738
Imports | 2210 | 2210-Lignite/Brown Coal | KTOE | ME | 2009 | nrg_101a | 0.37681
Imports | 2210 | 2210-Lignite/Brown Coal | KTOE | MK | 2012 | nrg_101a | 0.31401
Primary production | 2210 | 2210-Lignite/Brown Coal | KTOE | XK | 2012 | nrg_101a | 62.6345
Transformation input in BKB / PB Plants | 2210 | 2210-Lignite/Brown Coal | KTOE | DE | 2010 | nrg_101a | 128.7357
Consumption in Coal Mines | 2210 | 2210-Lignite/Brown Coal | KTOE | PL | 2013 | nrg_101a | 0.2219
Primary production | 3105 | 3105-Crude oil (without NGL) | KTOE | AT | 2009 | nrg_102a | 37.8989
Primary production | 3105 | 3105-Crude oil (without NGL) | KTOE | UK | 2014 | nrg_102a | 1603.0964
Imports | 3105 | 3105-Crude oil (without NGL) | KTOE | ES | 2009 | nrg_102a | 2202.3531
Imports | 3105 | 3105-Crude oil (without NGL) | KTOE | EL | 2009 | nrg_102a | 751.4594
Imports | 3105 | 3105-Crude oil (without NGL) | KTOE | RO | 2010 | nrg_102a | 255.9893
Imports | 3105 | 3105-Crude oil (without NGL) | KTOE | PT | 2014 | nrg_102a | 449.0176
Imports | 3270A | 3270A-Total fuel oil | KTOE | MT | 2013 | nrg_102a | 66.9595
Imports | 3270A | 3270A-Total fuel oil | KTOE | PL | 2010 | nrg_102a | 3.4415
Imports | 3270A | 3270A-Total fuel oil | KTOE | ES | 2013 | nrg_102a | 175.6404
Consumption in Coal Mines | 3270A | 3270A-Total fuel oil | KTOE | EE | 2011 | nrg_102a | 0.12142
Transformation output from Coke Ovens | 4000 | 4000-Gas | KTOE | FI | 2010 | nrg_103a | 6.992
Transformation output from Coke Ovens | 4000 | 4000-Gas | KTOE | ES | 2014 | nrg_103a | 11.4216
Transformation output from Coke Ovens | 4000 | 4000-Gas | KTOE | IT | 2012 | nrg_103a | 27.3189
Consumption in Oil and gas extraction | 4000 | 4000-Gas | KTOE | FR | 2014 | nrg_103a | 0.90016
Consumption in Oil and gas extraction | 4000 | 4000-Gas | KTOE | HR | 2014 | nrg_103a | 2.801
Consumption in Coke Ovens | 4000 | 4000-Gas | KTOE | DE | 2010 | nrg_103a | 23.7266
Consumption in Oil and gas extraction | 6000 | 6000-Electrical energy | KTOE | FR | 2010 | nrg_110a | 1.8924
Consumption in Oil and gas extraction | 6000 | 6000-Electrical energy | KTOE | HR | 2010 | nrg_110a | 0.41449
Consumption in Oil and gas extraction | 6000 | 6000-Electrical energy | KTOE | IT | 2012 | nrg_110a | 1.2309
Consumption in Coke Ovens | 6000 | 6000-Electrical energy | KTOE | FR | 2013 | nrg_110a | 0.0083736
Transformation output from Coke Ovens | 0 | 0000-All products | KTOE | ES | 2012 | nrg_100a | 65.0461
Primary production | 5520 | 5520-Wind power | KTOE | SK | 2010 | nrg_107a | 0.020934
Primary production | 0 | 0000-All products | KTOE | SK | 2014 | nrg_110a | 264.0782
Primary production | 5520 | 5520-Wind power | KTOE | SK | 2011 | nrg_110a | 0.016747
Primary production | 5520 | 5520-Wind power | KTOE | TR | 2013 | nrg_107a | 27.2058
Primary production | 0 | 0000-All products | KTOE | TR | 2012 | nrg_100a | 1284.7489
Imports | 6000 | 6000-Electrical energy | KTOE | AL | 2013 | nrg_100a | 8.361
Imports | 6000 | 6000-Electrical energy | KTOE | AT | 2011 | nrg_100a | 89.899
Consumption in Oil and gas extraction | 6000 | 6000-Electrical energy | KTOE | SK | 2012 | nrg_100a | 0.037681
Consumption in Oil and gas extraction | 6000 | 6000-Electrical energy | KTOE | TR | 2010 | nrg_100a | 0.34332
Transformation input in Coke Ovens | 0 | 0000-All products | KTOE | ES | 2014 | nrg_100a | 59.126
Transformation input in BKB / PB Plants | 0 | 0000-All products | KTOE | RS | 2010 | nrg_100a | 19.5105
Imports | 2112 | 2112-Patent Fuels | KTOE | PL | 2010 | nrg_101a | 0.26377
Imports | 6000 | 6000-Electrical energy | KTOE | NO | 2009 | nrg_105a | 20.3437
Imports | 0 | 0000-All products | KTOE | AT | 2013 | nrg_110a | 1190.9771
Imports | 0 | 0000-All products | KTOE | AL | 2010 | nrg_110a | 56.9865
Imports | 0 | 0000-All products | KTOE | PL | 2012 | nrg_110a | 1941.1177
Transformation input in BKB / PB Plants | 0 | 0000-All products | KTOE | EE | 2014 | nrg_110a | 1.0174
Imports | 6000 | 6000-Electrical energy | KTOE | PL | 2011 | nrg_110a | 24.409
Imports | 6000 | 6000-Electrical energy | KTOE | AT | 2009 | nrg_110a | 70.3508
Consumption in Oil and gas extraction | 6000 | 6000-Electrical energy | KTOE | SK | 2014 | nrg_110a | 0.033494
Consumption in Oil and gas extraction | 0 | 0000-All products | KTOE | SI | 2014 | nrg_100a | 0.10886
Imports | 6000 | 6000-Electrical energy | KTOE | EE | 2011 | nrg_100a | 6.0834
Imports | 6000 | 6000-Electrical energy | KTOE | RS | 2014 | nrg_100a | 25.2297
Consumption in Coal Mines | 6000 | 6000-Electrical energy | KTOE | EE | 2010 | nrg_100a | 0.79968
Consumption in Coal Mines | 6000 | 6000-Electrical energy | KTOE | EL | 2012 | nrg_100a | 3.3243
Consumption in Coal Mines | 6000 | 6000-Electrical energy | KTOE | EL | 2014 | nrg_105a | 2.8387
Consumption in Gas Works | 6000 | 6000-Electrical energy | KTOE | UA | 2010 | nrg_105a | 0.29726
Consumption in Pipeline transport | 6000 | 6000-Electrical energy | KTOE | RO | 2012 | nrg_105a | 0.066989
Consumption in Pipeline transport | 6000 | 6000-Electrical energy | KTOE | SK | 2012 | nrg_105a | 0.16747
Primary production | 0 | 0000-All products | KTOE | MD | 2011 | nrg_110a | 10.7894
Primary production | 0 | 0000-All products | KTOE | PT | 2009 | nrg_110a | 206.225
Imports | 0 | 0000-All products | KTOE | CY | 2011 | nrg_110a | 111.595
Consumption in Gas Works | 0 | 0000-All products | KTOE | CZ | 2013 | nrg_110a | 6.3179
Consumption in Pipeline transport | 0 | 0000-All products | KTOE | PT | 2014 | nrg_110a | 0.025121
Consumption in Pipeline transport | 0 | 0000-All products | KTOE | TR | 2011 | nrg_110a | 7.3478
Primary production | 5520 | 5520-Wind power | KTOE | LV | 2014 | nrg_110a | 0.5066
Consumption in Gas Works | 6000 | 6000-Electrical energy | KTOE | CZ | 2011 | nrg_110a | 0.16329
Consumption in Gas Works | 6000 | 6000-Electrical energy | KTOE | SE | 2010 | nrg_110a | 0.020934
Consumption in Pipeline transport | 6000 | 6000-Electrical energy | KTOE | TR | 2009 | nrg_110a | 0.75362
Imports | 6000 | 6000-Electrical energy | KTOE | RS | 2013 | nrg_110a | 14.6789
Imports | 6000 | 6000-Electrical energy | KTOE | CZ | 2011 | nrg_110a | 37.6435
Consumption in Coal Mines | 6000 | 6000-Electrical energy | KTOE | FR | 2013 | nrg_110a | 0.20934
Consumption in Coal Mines | 6000 | 6000-Electrical energy | KTOE | ES | 2014 | nrg_110a | 1.6119
Consumption in Coal Mines | 0 | 0000-All products | KTOE | FR | 2011 | nrg_100a | 0.21771
Consumption in BKB / PB Plants | 0 | 0000-All products | KTOE | LT | 2014 | nrg_100a | 0.046055
Consumption in Gas Works | 0 | 0000-All products | KTOE | CZ | 2014 | nrg_100a | 3.5965
Consumption in Pipeline transport | 0 | 0000-All products | KTOE | RS | 2012 | nrg_100a | 0.037681
Consumption in Pipeline transport | 0 | 0000-All products | KTOE | UA | 2011 | nrg_100a | 141.3464
Imports | 6000 | 6000-Electrical energy | KTOE | ES | 2010 | nrg_100a | 18.7401
Imports | 6000 | 6000-Electrical energy | KTOE | MK | 2011 | nrg_100a | 9.8976
Imports | 6000 | 6000-Electrical energy | KTOE | PT | 2013 | nrg_100a | 29.1611
Consumption in Gas Works | 6000 | 6000-Electrical energy | KTOE | ES | 2014 | nrg_100a | 0.37263
Consumption in Oil and gas extraction | 6000 | 6000-Electrical energy | KTOE | ES | 2011 | nrg_100a | 0.15491
Consumption in Oil and gas extraction | 6000 | 6000-Electrical energy | KTOE | FR | 2011 | nrg_100a | 1.838
Consumption in Oil and gas extraction | 6000 | 6000-Electrical energy | KTOE | HR | 2011 | nrg_100a | 0.36425
Consumption in Oil and gas extraction | 6000 | 6000-Electrical energy | KTOE | IT | 2013 | nrg_100a | 1.3063
Consumption in Coal Mines | 6000 | 6000-Electrical energy | KTOE | HU | 2012 | nrg_100a | 1.3775
Consumption in Pipeline transport | 4000 | 4000-Gas | KTOE | FR | 2009 | nrg_103a | 0.016747
Primary production | 4100 | 4100-Natural gas | KTOE | HR | 2013 | nrg_103a | 63.1076
Primary production | 4100 | 4100-Natural gas | KTOE | UA | 2013 | nrg_103a | 670.9891
Imports | 4100 | 4100-Natural gas | KTOE | PT | 2013 | nrg_103a | 159.6385
Consumption in Pipeline transport | 4100 | 4100-Natural gas | KTOE | DE | 2013 | nrg_103a | 11.61
Consumption in Pipeline transport | 4100 | 4100-Natural gas | KTOE | HU | 2013 | nrg_103a | 1.3481
Consumption in Pipeline transport | 4100 | 4100-Natural gas | KTOE | MD | 2010 | nrg_103a | 0.033494
Consumption in Pipeline transport | 4100 | 4100-Natural gas | KTOE | IT | 2012 | nrg_103a | 5.401
Consumption in Pipeline transport | 4100 | 4100-Natural gas | KTOE | LT | 2010 | nrg_103a | 0.93784
Primary production | 4000 | 4000-Gas | KTOE | AL | 2009 | nrg_103a | 0.30982
Primary production | 4000 | 4000-Gas | KTOE | AT | 2009 | nrg_103a | 56.2664
Imports | 4000 | 4000-Gas | KTOE | EL | 2012 | nrg_103a | 153.8188
Imports | 4000 | 4000-Gas | KTOE | MK | 2014 | nrg_103a | 4.6473
Primary production | 5100 | 5100-Nuclear heat | KTOE | FR | 2012 | nrg_104a | 4594.385
Primary production | 5100 | 5100-Nuclear heat | KTOE | UK | 2013 | nrg_104a | 762.5544
Primary production | 7200 | 7200-Waste (non-renewable) | KTOE | BE | 2009 | nrg_108a | 29.8226
Primary production | 7200 | 7200-Waste (non-renewable) | KTOE | FR | 2009 | nrg_108a | 48.7176
Primary production | 7200 | 7200-Waste (non-renewable) | KTOE | HU | 2009 | nrg_108a | 3.0815
Primary production | 2210 | 2210-Lignite/Brown Coal | KTOE | XK | 2009 | nrg_110a | 67.0265
Imports | 2210 | 2210-Lignite/Brown Coal | KTOE | ME | 2009 | nrg_110a | 0.37681
Primary production | 3105 | 3105-Crude oil (without NGL) | KTOE | FR | 2010 | nrg_110a | 38.125
Primary production | 3105 | 3105-Crude oil (without NGL) | KTOE | HR | 2011 | nrg_110a | 24.7189
Primary production | 3105 | 3105-Crude oil (without NGL) | KTOE | UK | 2013 | nrg_110a | 1665.7142
Imports | 3105 | 3105-Crude oil (without NGL) | KTOE | ES | 2009 | nrg_110a | 2202.3531
Imports | 3270A | 3270A-Total fuel oil | KTOE | ES | 2009 | nrg_110a | 170.2018
Imports | 3270A | 3270A-Total fuel oil | KTOE | PT | 2011 | nrg_110a | 15.24
Primary production | 4000 | 4000-Gas | KTOE | FR | 2010 | nrg_110a | 27.0384
Primary production | 4000 | 4000-Gas | KTOE | UK | 2011 | nrg_110a | 1706.5062
Primary production | 4000 | 4000-Gas | KTOE | UA | 2014 | nrg_110a | 629.1169
Imports | 4000 | 4000-Gas | KTOE | EL | 2010 | nrg_110a | 135.2629
Primary production | 4100 | 4100-Natural gas | KTOE | SI | 2011 | nrg_110a | 0.071176
Primary production | 5100 | 5100-Nuclear heat | KTOE | SI | 2010 | nrg_100a | 61.0938
Primary production | 4000 | 4000-Gas | KTOE | SI | 2013 | nrg_103a | 0.10886
Primary production | 7200 | 7200-Waste (non-renewable) | KTOE | SK | 2009 | nrg_100a | 1.9176
Primary production | 4100 | 4100-Natural gas | KTOE | SK | 2011 | nrg_110a | 4.304
Primary production | 5100 | 5100-Nuclear heat | KTOE | SK | 2010 | nrg_104a | 159.8981
Primary production | 2210 | 2210-Lignite/Brown Coal | KTOE | SK | 2014 | nrg_101a | 24.2541
Primary production | 7200 | 7200-Waste (non-renewable) | KTOE | TR | 2013 | nrg_108a | 1.2142
Primary production | 3105 | 3105-Crude oil (without NGL) | KTOE | TR | 2010 | nrg_102a | 106.374
Primary production | 4100 | 4100-Natural gas | KTOE | TR | 2012 | nrg_110a | 21.8007
Primary production | 3105 | 3105-Crude oil (without NGL) | KTOE | TR | 2010 | nrg_110a | 106.374
Primary production | 4000 | 4000-Gas | KTOE | TR | 2011 | nrg_103a | 26.1884
Primary production | 4000 | 4000-Gas | KTOE | TR | 2009 | nrg_110a | 23.601
Primary production | 3105 | 3105-Crude oil (without NGL) | KTOE | PL | 2013 | nrg_102a | 39.7411
Imports | 3105 | 3105-Crude oil (without NGL) | KTOE | AT | 2012 | nrg_102a | 310.38
Imports | 3105 | 3105-Crude oil (without NGL) | KTOE | NO | 2012 | nrg_102a | 56.8567
Transformation output from Gas Works | 4000 | 4000-Gas | KTOE | CZ | 2009 | nrg_103a | 14.9301
Consumption in Oil and gas extraction | 4000 | 4000-Gas | KTOE | SK | 2009 | nrg_103a | 0.51079
Primary production | 4000 | 4000-Gas | KTOE | NO | 2014 | nrg_103a | 3977.0288
Imports | 4100 | 4100-Natural gas | KTOE | PL | 2009 | nrg_110a | 341.5047
Consumption in Oil and gas extraction | 4100 | 4100-Natural gas | KTOE | SI | 2013 | nrg_110a | 0.10886
Consumption in Oil and gas extraction | 4100 | 4100-Natural gas | KTOE | SK | 2011 | nrg_110a | 0.51498
Primary production | 7200 | 7200-Waste (non-renewable) | KTOE | NO | 2010 | nrg_110a | 5.962
Imports | 4000 | 4000-Gas | KTOE | PL | 2014 | nrg_100a | 406.5048
Consumption in Oil and gas extraction | 4000 | 4000-Gas | KTOE | SI | 2009 | nrg_100a | 0.10886
Consumption in Oil and gas extraction | 4000 | 4000-Gas | KTOE | SK | 2013 | nrg_100a | 0.66989
Primary production | 2210 | 2210-Lignite/Brown Coal | KTOE | ME | 2012 | nrg_101a | 16.4499
Imports | 2210 | 2210-Lignite/Brown Coal | KTOE | CY | 2011 | nrg_101a | 0.0041868
Primary production | 3105 | 3105-Crude oil (without NGL) | KTOE | RO | 2014 | nrg_102a | 170.5619
Imports | 3105 | 3105-Crude oil (without NGL) | KTOE | RS | 2013 | nrg_102a | 68.4081
Consumption in Coal Mines | 4000 | 4000-Gas | KTOE | ES | 2013 | nrg_103a | 0.033494
Consumption in Pipeline transport | 4000 | 4000-Gas | KTOE | RO | 2011 | nrg_103a | 0.38937
Consumption in Pipeline transport | 4000 | 4000-Gas | KTOE | RS | 2011 | nrg_103a | 0.037681
Consumption in Pipeline transport | 4000 | 4000-Gas | KTOE | SK | 2013 | nrg_103a | 8.4322
Primary production | 4100 | 4100-Natural gas | KTOE | PL | 2011 | nrg_103a | 161.1834
Consumption in Coal Mines | 6000 | 6000-Electrical energy | KTOE | PL | 2010 | nrg_100a | 22.1105
Consumption in Coke Ovens | 6000 | 6000-Electrical energy | KTOE | DE | 2013 | nrg_100a | 1.0928
Consumption in Pipeline transport | 6000 | 6000-Electrical energy | KTOE | IT | 2009 | nrg_100a | 1.6663
Consumption in Pipeline transport | 6000 | 6000-Electrical energy | KTOE | HU | 2013 | nrg_100a | 0.041868
Transformation input in Coke Ovens | 0 | 0000-All products | KTOE | AT | 2011 | nrg_100a | 51.9163
Transformation input in Gas Works | 0 | 0000-All products | KTOE | DK | 2010 | nrg_100a | 0.61546
Transformation input in Patent Fuel Plants | 0 | 0000-All products | KTOE | UK | 2013 | nrg_100a | 10.3707
Primary production | 0 | 0000-All products | KTOE | FR | 2011 | nrg_100a | 5628.1854
Transformation output from BKB / PB Plants | 0 | 0000-All products | KTOE | RS | 2009 | nrg_100a | 8.7002
Consumption in Oil and gas extraction | 0 | 0000-All products | KTOE | HR | 2013 | nrg_100a | 3.6718
Consumption in Oil and gas extraction | 0 | 0000-All products | KTOE | FR | 2013 | nrg_100a | 2.5581
Consumption in Coke Ovens | 4220 | 4220-Blast Furnace Gas | KTOE | DE | 2009 | nrg_103a | 10.6052
Imports | 6000 | 6000-Electrical energy | KTOE | EL | 2009 | nrg_105a | 27.3607
Imports | 6000 | 6000-Electrical energy | KTOE | PT | 2014 | nrg_105a | 26.088
Consumption in Oil and gas extraction | 6000 | 6000-Electrical energy | KTOE | HU | 2009 | nrg_105a | 1.2477
Consumption in Coal Mines | 6000 | 6000-Electrical energy | KTOE | RO | 2014 | nrg_105a | 2.9224
Primary production | 5520 | 5520-Wind power | KTOE | AT | 2010 | nrg_107a | 7.4316
Primary production | 5520 | 5520-Wind power | KTOE | HR | 2009 | nrg_107a | 0.19259
Transformation output from Patent Fuel Plants | 0 | 0000-All products | KTOE | PL | 2014 | nrg_110a | 0.087923
Transformation output from Patent Fuel Plants | 0 | 0000-All products | KTOE | UK | 2009 | nrg_110a | 8.876
Transformation output from BKB / PB Plants | 0 | 0000-All products | KTOE | LT | 2009 | nrg_110a | 0.20097
Consumption in Coal Mines | 0 | 0000-All products | KTOE | RO | 2009 | nrg_110a | 4.2747
Consumption in Coal Mines | 0 | 0000-All products | KTOE | PT | 2011 | nrg_110a | 0.01256
Consumption in Coke Ovens | 0 | 0000-All products | KTOE | DE | 2013 | nrg_110a | 23.9904
Imports | 0 | 0000-All products | KTOE | EL | 2014 | nrg_110a | 1389.264
Imports | 0 | 0000-All products | KTOE | ME | 2012 | nrg_110a | 17.5385
Imports | 0 | 0000-All products | KTOE | MK | 2011 | nrg_110a | 74.4204
Imports | 0 | 0000-All products | KTOE | RO | 2013 | nrg_110a | 442.8043
Transformation input in Gas Works | 0 | 0000-All products | KTOE | EE | 2014 | nrg_110a | 9.2193
Transformation input in BKB / PB Plants | 0 | 0000-All products | KTOE | DE | 2013 | nrg_110a | 145.4787
Transformation input in BKB / PB Plants | 0 | 0000-All products | KTOE | CZ | 2009 | nrg_110a | 4.237
Transformation input in BKB / PB Plants | 0 | 0000-All products | KTOE | FI | 2012 | nrg_110a | 0.48148
Transformation output from Coke Ovens | 0 | 0000-All products | KTOE | FI | 2011 | nrg_110a | 32.745
Transformation output from Coke Ovens | 0 | 0000-All products | KTOE | IT | 2013 | nrg_110a | 86.3737
Transformation output from Coke Ovens | 0 | 0000-All products | KTOE | SE | 2014 | nrg_110a | 39.1591
Consumption in Oil and gas extraction | 0 | 0000-All products | KTOE | HR | 2009 | nrg_110a | 7.0966
Consumption in Oil and gas extraction | 0 | 0000-All products | KTOE | HU | 2009 | nrg_110a | 1.2477
Consumption in Oil and gas extraction | 0 | 0000-All products | KTOE | FR | 2009 | nrg_110a | 2.4158
Consumption in Oil and gas extraction | 0 | 0000-All products | KTOE | LT | 2011 | nrg_110a | 0.10886
Consumption in Oil and gas extraction | 0 | 0000-All products | KTOE | IT | 2013 | nrg_110a | 34.9556
Consumption in Pipeline transport | 0 | 0000-All products | KTOE | FI | 2012 | nrg_110a | 0.3182
Consumption in Pipeline transport | 0 | 0000-All products | KTOE | FR | 2014 | nrg_110a | 0.058615
Consumption in Pipeline transport | 0 | 0000-All products | KTOE | IT | 2011 | nrg_110a | 7.0589
Consumption in Pipeline transport | 0 | 0000-All products | KTOE | LV | 2013 | nrg_110a | 0.071176
Consumption in Pipeline transport | 0 | 0000-All products | KTOE | PL | 2012 | nrg_110a | 11.9575
Consumption in BKB / PB Plants | 6000 | 6000-Electrical energy | KTOE | IE | 2010 | nrg_110a | 0.32657
Consumption in BKB / PB Plants | 6000 | 6000-Electrical energy | KTOE | RS | 2012 | nrg_110a | 0.74106
Consumption in Pipeline transport | 6000 | 6000-Electrical energy | KTOE | MD | 2009 | nrg_110a | 0.016747
Consumption in Pipeline transport | 6000 | 6000-Electrical energy | KTOE | LT | 2009 | nrg_110a | 0.079549
Imports | 6000 | 6000-Electrical energy | KTOE | ME | 2014 | nrg_110a | 3.2155
Primary production | 5520 | 5520-Wind power | KTOE | SK | 2013 | nrg_107a | 0.020934
Primary production | 5520 | 5520-Wind power | KTOE | SK | 2014 | nrg_110a | 0.020934
Imports | 6000 | 6000-Electrical energy | KTOE | AT | 2014 | nrg_100a | 96.1624
Consumption in Oil and gas extraction | 6000 | 6000-Electrical energy | KTOE | TR | 2013 | nrg_100a | 0.30145
Transformation input in Coke Ovens | 0 | 0000-All products | KTOE | EE | 2009 | nrg_100a | 0.80387
Transformation input in BKB / PB Plants | 0 | 0000-All products | KTOE | RS | 2013 | nrg_100a | 16.5086
Imports | 0 | 0000-All products | KTOE | PL | 2011 | nrg_100a | 2053.102
Imports | 2112 | 2112-Patent Fuels | KTOE | PL | 2013 | nrg_101a | 0.35169
Imports | 6000 | 6000-Electrical energy | KTOE | PL | 2010 | nrg_105a | 22.7176
Imports | 6000 | 6000-Electrical energy | KTOE | NO | 2012 | nrg_105a | 15.085
Imports | 4100 | 4100-Natural gas | KTOE | BG | 2012 | nrg_103a | 85.528
Consumption in Pipeline transport | 4100 | 4100-Natural gas | KTOE | PL | 2013 | nrg_103a | 15.42
Consumption in Pipeline transport | 4100 | 4100-Natural gas | KTOE | SK | 2011 | nrg_103a | 17.8441
Imports | 4000 | 4000-Gas | KTOE | RS | 2013 | nrg_103a | 62.9234
Primary production | 7200 | 7200-Waste (non-renewable) | KTOE | RO | 2013 | nrg_108a | 1.704
Imports | 7200 | 7200-Waste (non-renewable) | KTOE | CY | 2013 | nrg_108a | 0.046055
Primary production | 2210 | 2210-Lignite/Brown Coal | KTOE | RO | 2010 | nrg_110a | 247.0547
Imports | 2210 | 2210-Lignite/Brown Coal | KTOE | BG | 2014 | nrg_110a | 0.037681
Primary production | 3105 | 3105-Crude oil (without NGL) | KTOE | PL | 2014 | nrg_110a | 39.0293
Imports | 3270A | 3270A-Total fuel oil | KTOE | BG | 2012 | nrg_110a | 2.3614
Imports | 3270A | 3270A-Total fuel oil | KTOE | RO | 2012 | nrg_110a | 0.079549
Imports | 4000 | 4000-Gas | KTOE | RS | 2009 | nrg_110a | 52.8039
Consumption in Gas Works | 4000 | 4000-Gas | KTOE | UA | 2009 | nrg_110a | 13.8625
Consumption in Pipeline transport | 4000 | 4000-Gas | KTOE | RS | 2009 | nrg_110a | 0.10467
Consumption in Pipeline transport | 4000 | 4000-Gas | KTOE | SK | 2012 | nrg_110a | 8.0387
Consumption in Pipeline transport | 4000 | 4000-Gas | KTOE | UA | 2014 | nrg_110a | 94.136
Imports | 4100 | 4100-Natural gas | KTOE | BG | 2011 | nrg_110a | 94.8017
Consumption in Pipeline transport | 4100 | 4100-Natural gas | KTOE | RO | 2013 | nrg_110a | 0.11723
Consumption in Pipeline transport | 4100 | 4100-Natural gas | KTOE | UA | 2010 | nrg_110a | 136.1087
Primary production | 5100 | 5100-Nuclear heat | KTOE | RO | 2010 | nrg_110a | 125.5286
Primary production | 7200 | 7200-Waste (non-renewable) | KTOE | PL | 2009 | nrg_110a | 14.9134
Primary production | 7200 | 7200-Waste (non-renewable) | KTOE | PT | 2014 | nrg_100a | 6.1002
Consumption in Gas Works | 4000 | 4000-Gas | KTOE | UA | 2011 | nrg_100a | 12.8367
Imports | 2210 | 2210-Lignite/Brown Coal | KTOE | MK | 2010 | nrg_101a | 0.26377
Primary production | 2210 | 2210-Lignite/Brown Coal | KTOE | AL | 2012 | nrg_101a | 0.050242
Primary production | 2210 | 2210-Lignite/Brown Coal | KTOE | XK | 2010 | nrg_101a | 67.4787
Consumption in Coal Mines | 2210 | 2210-Lignite/Brown Coal | KTOE | PL | 2011 | nrg_101a | 0.2219
Primary production | 3105 | 3105-Crude oil (without NGL) | KTOE | UK | 2012 | nrg_102a | 1810.4519
Primary production | 3105 | 3105-Crude oil (without NGL) | KTOE | UA | 2013 | nrg_102a | 92.7083
Imports | 3105 | 3105-Crude oil (without NGL) | KTOE | PT | 2012 | nrg_102a | 470.5126
Imports | 3270A | 3270A-Total fuel oil | KTOE | MT | 2011 | nrg_102a | 68.7179
Imports | 3270A | 3270A-Total fuel oil | KTOE | ES | 2011 | nrg_102a | 151.3989
Imports | 3270A | 3270A-Total fuel oil | KTOE | EL | 2014 | nrg_102a | 48.8809
Consumption in Coal Mines | 3270A | 3270A-Total fuel oil | KTOE | EE | 2009 | nrg_102a | 0.041868
Transformation output from Coke Ovens | 4000 | 4000-Gas | KTOE | ES | 2012 | nrg_103a | 12.9288
Transformation output from Coke Ovens | 4000 | 4000-Gas | KTOE | IT | 2010 | nrg_103a | 14.478
Consumption in Oil and gas extraction | 4000 | 4000-Gas | KTOE | FR | 2012 | nrg_103a | 0.90016
Consumption in Oil and gas extraction | 4000 | 4000-Gas | KTOE | HR | 2012 | nrg_103a | 3.2615
Primary production | 4100 | 4100-Natural gas | KTOE | AT | 2013 | nrg_103a | 49.8271
Primary production | 4100 | 4100-Natural gas | KTOE | HR | 2011 | nrg_103a | 84.0291
Primary production | 4100 | 4100-Natural gas | KTOE | UA | 2011 | nrg_103a | 650.3189
Imports | 4100 | 4100-Natural gas | KTOE | MK | 2014 | nrg_103a | 4.6473
Imports | 4100 | 4100-Natural gas | KTOE | PT | 2011 | nrg_103a | 189.8002
Consumption in Pipeline transport | 4100 | 4100-Natural gas | KTOE | DE | 2011 | nrg_103a | 13.2722
Consumption in Pipeline transport | 4100 | 4100-Natural gas | KTOE | HU | 2011 | nrg_103a | 2.085
Imports | 4000 | 4000-Gas | KTOE | EL | 2010 | nrg_103a | 135.2629
Imports | 4000 | 4000-Gas | KTOE | ES | 2013 | nrg_103a | 1292.7415
Imports | 4000 | 4000-Gas | KTOE | MK | 2012 | nrg_103a | 4.7939
Primary production | 5100 | 5100-Nuclear heat | KTOE | FR | 2010 | nrg_104a | 4628.0259
Primary production | 5100 | 5100-Nuclear heat | KTOE | UK | 2011 | nrg_104a | 744.9824
Primary production | 7200 | 7200-Waste (non-renewable) | KTOE | AT | 2013 | nrg_108a | 27.4026
Transformation input in BKB / PB Plants | 2210 | 2210-Lignite/Brown Coal | KTOE | DE | 2014 | nrg_110a | 151.3486
Primary production | 3105 | 3105-Crude oil (without NGL) | KTOE | AL | 2013 | nrg_110a | 48.9856
Primary production | 3105 | 3105-Crude oil (without NGL) | KTOE | HR | 2009 | nrg_110a | 28.2358
Primary production | 3105 | 3105-Crude oil (without NGL) | KTOE | UK | 2011 | nrg_110a | 2083.134
Imports | 3105 | 3105-Crude oil (without NGL) | KTOE | EL | 2014 | nrg_110a | 887.1452
Imports | 3105 | 3105-Crude oil (without NGL) | KTOE | PT | 2014 | nrg_110a | 449.0176
Imports | 3270A | 3270A-Total fuel oil | KTOE | PT | 2009 | nrg_110a | 17.4003
Primary production | 4000 | 4000-Gas | KTOE | AT | 2013 | nrg_110a | 49.8271
Primary production | 4000 | 4000-Gas | KTOE | UK | 2009 | nrg_110a | 2250.3045
Primary production | 4000 | 4000-Gas | KTOE | UA | 2012 | nrg_110a | 645.1398
Consumption in Coke Ovens | 4000 | 4000-Gas | KTOE | DE | 2012 | nrg_110a | 22.278
Consumption in Coke Ovens | 4000 | 4000-Gas | KTOE | HU | 2014 | nrg_110a | 2.8847
Transformation output from Coke Ovens | 4000 | 4000-Gas | KTOE | HU | 2010 | nrg_110a | 8.2982
Transformation output from Coke Ovens | 4000 | 4000-Gas | KTOE | FR | 2014 | nrg_110a | 22.01
Consumption in Oil and gas extraction | 6000 | 6000-Electrical energy | KTOE | SK | 2009 | nrg_105a | 0.037681
Imports | 0 | 0000-All products | KTOE | AL | 2013 | nrg_110a | 75.4838
Transformation input in Coke Ovens | 0 | 0000-All products | KTOE | ES | 2011 | nrg_110a | 79.2896
Transformation output from Gas Works | 0 | 0000-All products | KTOE | EE | 2011 | nrg_110a | 6.4854
Imports | 6000 | 6000-Electrical energy | KTOE | NO | 2010 | nrg_110a | 52.8249
Imports | 6000 | 6000-Electrical energy | KTOE | PL | 2014 | nrg_110a | 48.6297
Imports | 6000 | 6000-Electrical energy | KTOE | AT | 2012 | nrg_110a | 83.7486
Transformation output from Gas Works | 0 | 0000-All products | KTOE | EE | 2009 | nrg_100a | 5.7234
Imports | 6000 | 6000-Electrical energy | KTOE | BG | 2009 | nrg_100a | 9.5836
Consumption in Coal Mines | 6000 | 6000-Electrical energy | KTOE | EE | 2013 | nrg_100a | 0.84155
Consumption in Coal Mines | 6000 | 6000-Electrical energy | KTOE | ES | 2011 | nrg_100a | 0.52335
Consumption in Pipeline transport | 6000 | 6000-Electrical energy | KTOE | TR | 2010 | nrg_100a | 0.72432
Consumption in Coal Mines | 6000 | 6000-Electrical energy | KTOE | ES | 2009 | nrg_105a | 0.83736
Consumption in Coal Mines | 6000 | 6000-Electrical energy | KTOE | FR | 2010 | nrg_105a | 0.21353
Consumption in BKB / PB Plants | 6000 | 6000-Electrical energy | KTOE | LT | 2010 | nrg_105a | 0.020934
Consumption in Gas Works | 6000 | 6000-Electrical energy | KTOE | SE | 2009 | nrg_105a | 0.025121
Consumption in Gas Works | 6000 | 6000-Electrical energy | KTOE | UA | 2013 | nrg_105a | 0.24283
Consumption in Coal Mines | 0 | 0000-All products | KTOE | EL | 2009 | nrg_110a | 3.496
Primary production | 0 | 0000-All products | KTOE | PT | 2012 | nrg_110a | 197.0517
Imports | 0 | 0000-All products | KTOE | CY | 2014 | nrg_110a | 95.9112
Consumption in BKB / PB Plants | 0 | 0000-All products | KTOE | LT | 2009 | nrg_110a | 0.020934
Consumption in Pipeline transport | 0 | 0000-All products | KTOE | TR | 2014 | nrg_110a | 13.3852
Consumption in Gas Works | 6000 | 6000-Electrical energy | KTOE | CZ | 2014 | nrg_110a | 0.1591
Consumption in Pipeline transport | 6000 | 6000-Electrical energy | KTOE | TR | 2012 | nrg_110a | 0.72432
Imports | 6000 | 6000-Electrical energy | KTOE | CZ | 2014 | nrg_110a | 42.63
Consumption in Coal Mines | 0 | 0000-All products | KTOE | EE | 2011 | nrg_100a | 2.1729
Consumption in Coal Mines | 0 | 0000-All products | KTOE | FR | 2014 | nrg_100a | 0.15491
Consumption in Pipeline transport | 0 | 0000-All products | KTOE | PT | 2013 | nrg_100a | 0.033494
Consumption in Pipeline transport | 0 | 0000-All products | KTOE | UA | 2014 | nrg_100a | 96.9747
Imports | 6000 | 6000-Electrical energy | KTOE | EE | 2014 | nrg_100a | 13.4271
Imports | 6000 | 6000-Electrical energy | KTOE | ES | 2013 | nrg_100a | 35.592
Imports | 6000 | 6000-Electrical energy | KTOE | MK | 2014 | nrg_100a | 11.0657
Consumption in Oil and gas extraction | 6000 | 6000-Electrical energy | KTOE | ES | 2014 | nrg_100a | 0.52335
Consumption in Oil and gas extraction | 6000 | 6000-Electrical energy | KTOE | FR | 2014 | nrg_100a | 1.2812
Consumption in Oil and gas extraction | 6000 | 6000-Electrical energy | KTOE | HR | 2014 | nrg_100a | 0.39775
Consumption in Coal Mines | 6000 | 6000-Electrical energy | KTOE | PL | 2013 | nrg_100a | 22.3366
Consumption in Pipeline transport | 6000 | 6000-Electrical energy | KTOE | IT | 2012 | nrg_100a | 1.6161
Consumption in Pipeline transport | 6000 | 6000-Electrical energy | KTOE | HR | 2011 | nrg_100a | 0.075362
Transformation input in Coke Ovens | 0 | 0000-All products | KTOE | AT | 2014 | nrg_100a | 51.6065
Transformation input in Coke Ovens | 0 | 0000-All products | KTOE | RO | 2009 | nrg_100a | 13.6406
Primary production | 0 | 0000-All products | KTOE | FI | 2011 | nrg_100a | 714.155
Primary production | 0 | 0000-All products | KTOE | FR | 2014 | nrg_100a | 5690.4055
Primary production | 0 | 0000-All products | KTOE | HR | 2011 | nrg_100a | 192.731
Primary production | 0 | 0000-All products | KTOE | UK | 2013 | nrg_100a | 4615.1013
Imports | 0 | 0000-All products | KTOE | EL | 2009 | nrg_100a | 1325.1641
Imports | 0 | 0000-All products | KTOE | ES | 2011 | nrg_100a | 5092.1369
Imports | 0 | 0000-All products | KTOE | ME | 2009 | nrg_100a | 18.6689
Imports | 2112 | 2112-Patent Fuels | KTOE | NL | 2012 | nrg_101a | 0.029308
Consumption in Coke Ovens | 4220 | 4220-Blast Furnace Gas | KTOE | DE | 2012 | nrg_103a | 16.2741
Imports | 6000 | 6000-Electrical energy | KTOE | EL | 2012 | nrg_105a | 21.4364
Imports | 6000 | 6000-Electrical energy | KTOE | MK | 2010 | nrg_105a | 5.1121
Imports | 6000 | 6000-Electrical energy | KTOE | RO | 2009 | nrg_105a | 2.3446
Consumption in Oil and gas extraction | 6000 | 6000-Electrical energy | KTOE | HU | 2012 | nrg_105a | 0.98808
Consumption in BKB / PB Plants | 6000 | 6000-Electrical energy | KTOE | RS | 2009 | nrg_105a | 0.17585
Consumption in Pipeline transport | 6000 | 6000-Electrical energy | KTOE | LT | 2010 | nrg_105a | 0.09211
Consumption in Pipeline transport | 6000 | 6000-Electrical energy | KTOE | PL | 2010 | nrg_105a | 1.2644
Primary production | 5520 | 5520-Wind power | KTOE | AT | 2013 | nrg_107a | 11.3462
Primary production | 5520 | 5520-Wind power | KTOE | HR | 2012 | nrg_107a | 1.1849
Primary production | 5520 | 5520-Wind power | KTOE | FR | 2009 | nrg_107a | 28.4828
Transformation output from Patent Fuel Plants | 0 | 0000-All products | KTOE | UK | 2012 | nrg_110a | 7.5614
Consumption in Coal Mines | 0 | 0000-All products | KTOE | HU | 2011 | nrg_110a | 1.4905
Consumption in Coal Mines | 0 | 0000-All products | KTOE | RO | 2012 | nrg_110a | 4.3543
Consumption in Pipeline transport | 4000 | 4000-Gas | KTOE | DE | 2013 | nrg_110a | 11.61
Consumption in Pipeline transport | 4000 | 4000-Gas | KTOE | LT | 2010 | nrg_110a | 0.93784
Primary production | 4100 | 4100-Natural gas | KTOE | HR | 2014 | nrg_110a | 60.4448
Primary production | 4100 | 4100-Natural gas | KTOE | FR | 2010 | nrg_110a | 27.0384
Primary production | 4100 | 4100-Natural gas | KTOE | UA | 2011 | nrg_110a | 650.3189
Imports | 4100 | 4100-Natural gas | KTOE | ES | 2009 | nrg_110a | 1330.2971
Imports | 4100 | 4100-Natural gas | KTOE | MK | 2009 | nrg_110a | 2.6963
Primary production | 5100 | 5100-Nuclear heat | KTOE | SI | 2011 | nrg_110a | 67.1228
Primary production | 4100 | 4100-Natural gas | KTOE | SI | 2014 | nrg_103a | 0.10886
Primary production | 2210 | 2210-Lignite/Brown Coal | KTOE | SI | 2009 | nrg_101a | 48.5585
Primary production | 7200 | 7200-Waste (non-renewable) | KTOE | SK | 2011 | nrg_108a | 1.4235
Primary production | 5100 | 5100-Nuclear heat | KTOE | SK | 2013 | nrg_110a | 171.9226
Primary production | 3105 | 3105-Crude oil (without NGL) | KTOE | SK | 2013 | nrg_110a | 0.41031
Primary production | 5100 | 5100-Nuclear heat | KTOE | SK | 2012 | nrg_100a | 169.4607
Primary production | 4000 | 4000-Gas | KTOE | SK | 2012 | nrg_103a | 5.3256
Primary production | 4000 | 4000-Gas | KTOE | SK | 2010 | nrg_110a | 3.6969
Primary production | 7200 | 7200-Waste (non-renewable) | KTOE | TR | 2011 | nrg_100a | 1.4989
Primary production | 2210 | 2210-Lignite/Brown Coal | KTOE | TR | 2014 | nrg_110a | 614.3417
Primary production | 2210 | 2210-Lignite/Brown Coal | KTOE | TR | 2013 | nrg_101a | 585.21
Imports | 3105 | 3105-Crude oil (without NGL) | KTOE | PL | 2012 | nrg_102a | 1005.1921
Consumption in Oil and gas extraction | 4000 | 4000-Gas | KTOE | SI | 2011 | nrg_103a | 0.071176
Imports | 4100 | 4100-Natural gas | KTOE | PL | 2009 | nrg_103a | 341.5047
Consumption in Oil and gas extraction | 4100 | 4100-Natural gas | KTOE | SK | 2009 | nrg_103a | 0.51079
Consumption in Oil and gas extraction | 4100 | 4100-Natural gas | KTOE | UA | 2014 | nrg_103a | 19.9459
Transformation input in BKB / PB Plants | 2210 | 2210-Lignite/Brown Coal | KTOE | RS | 2013 | nrg_110a | 16.5086
Imports | 3270A | 3270A-Total fuel oil | KTOE | NO | 2011 | nrg_110a | 54.8806
Primary production | 4000 | 4000-Gas | KTOE | NO | 2010 | nrg_110a | 3986.1727
Transformation output from Gas Works | 4000 | 4000-Gas | KTOE | CZ | 2009 | nrg_110a | 14.9301
Transformation output from Gas Works | 4000 | 4000-Gas | KTOE | EE | 2013 | nrg_100a | 6.4812
Imports | 2210 | 2210-Lignite/Brown Coal | KTOE | RS | 2014 | nrg_101a | 7.8084
Transformation input in Coke Ovens | 2210 | 2210-Lignite/Brown Coal | KTOE | DE | 2009 | nrg_101a | 5.2084
Primary production | 2210 | 2210-Lignite/Brown Coal | KTOE | PL | 2011 | nrg_101a | 525.4769
Imports | 3105 | 3105-Crude oil (without NGL) | KTOE | CZ | 2010 | nrg_102a | 327.7762
Imports | 3270A | 3270A-Total fuel oil | KTOE | PT | 2013 | nrg_102a | 7.0799
Imports | 3270A | 3270A-Total fuel oil | KTOE | RS | 2012 | nrg_102a | 2.9601
Consumption in Gas Works | 4000 | 4000-Gas | KTOE | UA | 2013 | nrg_103a | 14.7752
Imports | 4100 | 4100-Natural gas | KTOE | RO | 2010 | nrg_103a | 76.0239
Consumption in Gas Works | 4100 | 4100-Natural gas | KTOE | SE | 2009 | nrg_103a | 0.079549
Consumption in Pipeline transport | 4100 | 4100-Natural gas | KTOE | RO | 2009 | nrg_103a | 2.2525
Imports | 4000 | 4000-Gas | KTOE | RO | 2014 | nrg_103a | 19.477
Imports | 4000 | 4000-Gas | KTOE | PL | 2010 | nrg_103a | 373.1234
Imports | 4000 | 4000-Gas | KTOE | PT | 2011 | nrg_103a | 189.8002
Primary production | 2210 | 2210-Lignite/Brown Coal | KTOE | PL | 2010 | nrg_110a | 483.9522
Transformation input in Coke Ovens | 2210 | 2210-Lignite/Brown Coal | KTOE | DE | 2013 | nrg_110a | 5.1163
Imports | 2210 | 2210-Lignite/Brown Coal | KTOE | CY | 2010 | nrg_110a | 0.0041868
Imports | 3105 | 3105-Crude oil (without NGL) | KTOE | BG | 2012 | nrg_110a | 241.5574
Imports | 3105 | 3105-Crude oil (without NGL) | KTOE | RO | 2012 | nrg_110a | 219.8154
Imports | 3270A | 3270A-Total fuel oil | KTOE | PL | 2012 | nrg_110a | 2.4409
Imports | 4000 | 4000-Gas | KTOE | RO | 2011 | nrg_110a | 103.1544
Consumption in Pipeline transport | 4000 | 4000-Gas | KTOE | TR | 2012 | nrg_110a | 6.6151
Primary production | 4100 | 4100-Natural gas | KTOE | RO | 2013 | nrg_110a | 360.069
Primary production | 4100 | 4100-Natural gas | KTOE | PL | 2012 | nrg_110a | 163.5699
Imports | 4100 | 4100-Natural gas | KTOE | RO | 2014 | nrg_110a | 19.477
Consumption in Pipeline transport | 4100 | 4100-Natural gas | KTOE | RS | 2011 | nrg_110a | 0.037681
Consumption in Pipeline transport | 4100 | 4100-Natural gas | KTOE | TR | 2010 | nrg_110a | 6.6738
Primary production | 7200 | 7200-Waste (non-renewable) | KTOE | PT | 2014 | nrg_110a | 6.1002
Imports | 7200 | 7200-Waste (non-renewable) | KTOE | CY | 2013 | nrg_110a | 0.046055
Primary production | 7200 | 7200-Waste (non-renewable) | KTOE | RO | 2011 | nrg_100a | 1.2016
Consumption in Pipeline transport | 4000 | 4000-Gas | KTOE | RO | 2011 | nrg_100a | 0.38937
Imports | 2210 | 2210-Lignite/Brown Coal | KTOE | RO | 2012 | nrg_101a | 0.037681
Imports | 2210 | 2210-Lignite/Brown Coal | KTOE | EL | 2012 | nrg_101a | 0.54428
Primary production | 3105 | 3105-Crude oil (without NGL) | KTOE | HU | 2011 | nrg_102a | 24.7984
Primary production | 3105 | 3105-Crude oil (without NGL) | KTOE | HR | 2010 | nrg_102a | 25.9917
Primary production | 3105 | 3105-Crude oil (without NGL) | KTOE | MD | 2014 | nrg_102a | 0.26377
Imports | 3105 | 3105-Crude oil (without NGL) | KTOE | MK | 2012 | nrg_102a | 10.2995
Consumption in Coal Mines | 0 | 0000-All products | KTOE | PT | 2014 | nrg_110a | 0.01256
Primary production | 0 | 0000-All products | KTOE | HR | 2010 | nrg_110a | 215.5365
Primary production | 0 | 0000-All products | KTOE | HU | 2011 | nrg_110a | 446.4259
Primary production | 0 | 0000-All products | KTOE | MD | 2014 | nrg_110a | 12.9414
Primary production | 0 | 0000-All products | KTOE | ME | 2010 | nrg_110a | 37.3169
Primary production | 0 | 0000-All products | KTOE | UA | 2009 | nrg_110a | 3216.5845
Imports | 0 | 0000-All products | KTOE | ES | 2011 | nrg_110a | 5092.1369
Imports | 0 | 0000-All products | KTOE | MK | 2014 | nrg_110a | 65.8207
Consumption in Gas Works | 0 | 0000-All products | KTOE | ES | 2011 | nrg_110a | 0.39356
Transformation output from Coke Ovens | 0 | 0000-All products | KTOE | FI | 2014 | nrg_110a | 34.6039
Transformation output from Coke Ovens | 0 | 0000-All products | KTOE | FR | 2010 | nrg_110a | 114.0736
Consumption in Oil and gas extraction | 0 | 0000-All products | KTOE | HU | 2012 | nrg_110a | 1.5491
Consumption in Oil and gas extraction | 0 | 0000-All products | KTOE | HR | 2012 | nrg_110a | 3.6258
Consumption in Oil and gas extraction | 0 | 0000-All products | KTOE | FR | 2012 | nrg_110a | 2.7633
Consumption in Pipeline transport | 0 | 0000-All products | KTOE | CZ | 2011 | nrg_110a | 2.8303
Consumption in Pipeline transport | 0 | 0000-All products | KTOE | IT | 2014 | nrg_110a | 10.3163
Consumption in Pipeline transport | 0 | 0000-All products | KTOE | MD | 2010 | nrg_110a | 0.050242
Primary production | 5520 | 5520-Wind power | KTOE | AT | 2009 | nrg_110a | 7.0338
Primary production | 5520 | 5520-Wind power | KTOE | UA | 2011 | nrg_110a | 0.32238
Consumption in BKB / PB Plants | 6000 | 6000-Electrical energy | KTOE | IE | 2013 | nrg_110a | 0.33494
Consumption in Pipeline transport | 6000 | 6000-Electrical energy | KTOE | HU | 2014 | nrg_110a | 0.037681
Consumption in Pipeline transport | 6000 | 6000-Electrical energy | KTOE | MD | 2012 | nrg_110a | 0.058615
Consumption in Pipeline transport | 6000 | 6000-Electrical energy | KTOE | LT | 2012 | nrg_110a | 0.083736
Imports | 6000 | 6000-Electrical energy | KTOE | MK | 2014 | nrg_110a | 11.0657
Imports | 6000 | 6000-Electrical energy | KTOE | EE | 2009 | nrg_110a | 10.8899
Consumption in Coal Mines | 6000 | 6000-Electrical energy | KTOE | EE | 2013 | nrg_110a | 0.84155
Consumption in Oil and gas extraction | 6000 | 6000-Electrical energy | KTOE | HU | 2013 | nrg_110a | 0.86248
Consumption in Coal Mines | 6000 | 6000-Electrical energy | KTOE | MK | 2012 | nrg_110a | 0.41031
Consumption in Coal Mines | 6000 | 6000-Electrical energy | KTOE | PL | 2011 | nrg_110a | 22.3994
Consumption in Coke Ovens | 6000 | 6000-Electrical energy | KTOE | DE | 2010 | nrg_110a | 1.1304
Transformation output from Coke Ovens | 0 | 0000-All products | KTOE | HU | 2012 | nrg_100a | 39.9421
Consumption in Coal Mines | 0 | 0000-All products | KTOE | MK | 2010 | nrg_100a | 0.41868
Consumption in Coal Mines | 0 | 0000-All products | KTOE | PT | 2012 | nrg_100a | 0.01256
Consumption in Gas Works | 0 | 0000-All products | KTOE | ES | 2013 | nrg_100a | 0.37681
Consumption in Pipeline transport | 0 | 0000-All products | KTOE | HR | 2013 | nrg_100a | 0.087923
Primary production | 5520 | 5520-Wind power | KTOE | SK | 2012 | nrg_107a | 0.020934
Primary production | 5520 | 5520-Wind power | KTOE | SK | 2013 | nrg_110a | 0.020934
Primary production | 0 | 0000-All products | KTOE | TR | 2014 | nrg_100a | 1305.2014
Imports | 6000 | 6000-Electrical energy | KTOE | AT | 2013 | nrg_100a | 89.8571
Consumption in Oil and gas extraction | 6000 | 6000-Electrical energy | KTOE | TR | 2012 | nrg_100a | 0.20097
Consumption in Oil and gas extraction | 6000 | 6000-Electrical energy | KTOE | SK | 2014 | nrg_100a | 0.033494
Transformation input in BKB / PB Plants | 0 | 0000-All products | KTOE | RS | 2012 | nrg_100a | 17.773
Imports | 0 | 0000-All products | KTOE | PL | 2010 | nrg_100a | 1961.2813
Imports | 2112 | 2112-Patent Fuels | KTOE | PL | 2012 | nrg_101a | 0.35169
Imports | 6000 | 6000-Electrical energy | KTOE | PL | 2009 | nrg_105a | 26.649
Imports | 6000 | 6000-Electrical energy | KTOE | NO | 2011 | nrg_105a | 40.5199
Consumption in Coal Mines | 6000 | 6000-Electrical energy | KTOE | FR | 2009 | nrg_105a | 0.21353
Consumption in BKB / PB Plants | 6000 | 6000-Electrical energy | KTOE | LT | 2009 | nrg_105a | 0.016747
Imports | 0 | 0000-All products | KTOE | AL | 2012 | nrg_110a | 57.3801
Imports | 0 | 0000-All products | KTOE | PL | 2014 | nrg_110a | 1953.4185
Transformation input in Coke Ovens | 0 | 0000-All products | KTOE | ES | 2010 | nrg_110a | 77.2925
Transformation output from Gas Works | 0 | 0000-All products | KTOE | EE | 2010 | nrg_110a | 6.4142
Consumption in Gas Works | 6000 | 6000-Electrical energy | KTOE | CZ | 2013 | nrg_110a | 0.15491
Imports | 6000 | 6000-Electrical energy | KTOE | NO | 2009 | nrg_110a | 20.3437
Imports | 6000 | 6000-Electrical energy | KTOE | PL | 2013 | nrg_110a | 28.0851
Imports | 6000 | 6000-Electrical energy | KTOE | AT | 2011 | nrg_110a | 89.899
Consumption in Coal Mines | 0 | 0000-All products | KTOE | FR | 2013 | nrg_100a | 0.20934
Imports | 6000 | 6000-Electrical energy | KTOE | EE | 2013 | nrg_100a | 9.7636
Consumption in Oil and gas extraction | 6000 | 6000-Electrical energy | KTOE | ES | 2013 | nrg_100a | 0.087923
Consumption in Oil and gas extraction | 6000 | 6000-Electrical energy | KTOE | FR | 2013 | nrg_100a | 1.658
Consumption in Oil and gas extraction | 6000 | 6000-Electrical energy | KTOE | HR | 2013 | nrg_100a | 0.39356
Consumption in Pipeline transport | 6000 | 6000-Electrical energy | KTOE | IT | 2011 | nrg_100a | 1.6161
Imports | 3270A | 3270A-Total fuel oil | KTOE | MK | 2009 | nrg_102a | 0.762
Transformation output from Coke Ovens | 4000 | 4000-Gas | KTOE | FR | 2014 | nrg_103a | 22.01
Transformation output from Coke Ovens | 4000 | 4000-Gas | KTOE | HU | 2010 | nrg_103a | 8.2982
Consumption in Coke Ovens | 4000 | 4000-Gas | KTOE | FR | 2012 | nrg_103a | 13.1298
Imports | 4100 | 4100-Natural gas | KTOE | ES | 2009 | nrg_103a | 1330.2971
Consumption in Coke Ovens | 4100 | 4100-Natural gas | KTOE | FR | 2014 | nrg_103a | 0.18003
Consumption in Pipeline transport | 4100 | 4100-Natural gas | KTOE | FI | 2011 | nrg_103a | 0.32238
Consumption in Pipeline transport | 4100 | 4100-Natural gas | KTOE | FR | 2013 | nrg_103a | 0.066989
Primary production | 4000 | 4000-Gas | KTOE | HR | 2009 | nrg_103a | 91.9631
Primary production | 4000 | 4000-Gas | KTOE | FR | 2012 | nrg_103a | 18.8992
Primary production | 4000 | 4000-Gas | KTOE | UK | 2011 | nrg_103a | 1706.5062
Primary production | 7200 | 7200-Waste (non-renewable) | KTOE | HR | 2011 | nrg_108a | 0.18003
Primary production | 7200 | 7200-Waste (non-renewable) | KTOE | UK | 2014 | nrg_108a | 28.1814
Primary production | 2210 | 2210-Lignite/Brown Coal | KTOE | MK | 2013 | nrg_110a | 44.0828
Imports | 2210 | 2210-Lignite/Brown Coal | KTOE | EL | 2010 | nrg_110a | 0.15072
Consumption in Coal Mines | 2210 | 2210-Lignite/Brown Coal | KTOE | RO | 2010 | nrg_110a | 0.062802
Primary production | 3105 | 3105-Crude oil (without NGL) | KTOE | HU | 2010 | nrg_110a | 27.3063
Primary production | 3105 | 3105-Crude oil (without NGL) | KTOE | MD | 2011 | nrg_110a | 0.52335
Primary production | 3105 | 3105-Crude oil (without NGL) | KTOE | UA | 2014 | nrg_110a | 86.8342
Imports | 3270A | 3270A-Total fuel oil | KTOE | EE | 2009 | nrg_110a | 8.8007
Imports | 3270A | 3270A-Total fuel oil | KTOE | EL | 2014 | nrg_110a | 48.8809
Imports | 3270A | 3270A-Total fuel oil | KTOE | ME | 2009 | nrg_110a | 1.3984
Imports | 4000 | 4000-Gas | KTOE | EE | 2011 | nrg_110a | 21.0722
Imports | 4000 | 4000-Gas | KTOE | MK | 2014 | nrg_110a | 4.6473
Consumption in Coal Mines | 4000 | 4000-Gas | KTOE | RO | 2010 | nrg_110a | 0.054428
Transformation output from Coke Ovens | 4000 | 4000-Gas | KTOE | ES | 2012 | nrg_110a | 12.9288
Transformation output from Coke Ovens | 4000 | 4000-Gas | KTOE | IT | 2010 | nrg_110a | 14.478
Consumption in Pipeline transport | 4000 | 4000-Gas | KTOE | CZ | 2009 | nrg_110a | 2.7424
Consumption in Pipeline transport | 4000 | 4000-Gas | KTOE | EL | 2009 | nrg_110a | 0.01256
Consumption in Pipeline transport | 4000 | 4000-Gas | KTOE | FI | 2013 | nrg_110a | 0.24283
Consumption in Pipeline transport | 4000 | 4000-Gas | KTOE | IT | 2012 | nrg_110a | 5.401
Consumption in Pipeline transport | 4000 | 4000-Gas | KTOE | PL | 2013 | nrg_110a | 15.42
Primary production | 4100 | 4100-Natural gas | KTOE | HU | 2009 | nrg_110a | 95.7647
Consumption in Pipeline transport | 4100 | 4100-Natural gas | KTOE | LT | 2012 | nrg_110a | 1.21
Primary production | 5100 | 5100-Nuclear heat | KTOE | UA | 2013 | nrg_110a | 905.496
Primary production | 7200 | 7200-Waste (non-renewable) | KTOE | AT | 2009 | nrg_110a | 30.1031
Primary production | 4000 | 4000-Gas | KTOE | FR | 2014 | nrg_100a | 0.52335
Primary production | 7200 | 7200-Waste (non-renewable) | KTOE | AT | 2011 | nrg_100a | 32.0751
Transformation output from Coke Ovens | 4000 | 4000-Gas | KTOE | FI | 2010 | nrg_100a | 6.992
Transformation output from Coke Ovens | 4000 | 4000-Gas | KTOE | ES | 2014 | nrg_100a | 11.4216
Transformation output from Coke Ovens | 4000 | 4000-Gas | KTOE | IT | 2012 | nrg_100a | 27.3189
Imports | 4000 | 4000-Gas | KTOE | EE | 2014 | nrg_100a | 18.2377
Imports | 4000 | 4000-Gas | KTOE | RO | 2009 | nrg_100a | 66.9093
Consumption in Oil and gas extraction | 4000 | 4000-Gas | KTOE | FR | 2010 | nrg_100a | 0.65314
Consumption in Oil and gas extraction | 4000 | 4000-Gas | KTOE | HR | 2010 | nrg_100a | 8.0093
Consumption in Coke Ovens | 4000 | 4000-Gas | KTOE | DE | 2010 | nrg_100a | 23.7266
Consumption in Pipeline transport | 4000 | 4000-Gas | KTOE | DE | 2009 | nrg_100a | 13.5317
Consumption in Pipeline transport | 4000 | 4000-Gas | KTOE | HU | 2011 | nrg_100a | 2.085
Consumption in Pipeline transport | 4000 | 4000-Gas | KTOE | IT | 2012 | nrg_100a | 5.401
Primary production | 2210 | 2210-Lignite/Brown Coal | KTOE | SI | 2013 | nrg_110a | 45.0039
Primary production | 4000 | 4000-Gas | KTOE | SI | 2011 | nrg_100a | 0.071176
Primary production | 4100 | 4100-Natural gas | KTOE | SI | 2010 | nrg_103a | 0.25121
Primary production | 4000 | 4000-Gas | KTOE | SI | 2011 | nrg_110a | 0.071176
Primary production | 3105 | 3105-Crude oil (without NGL) | KTOE | SK | 2013 | nrg_102a | 0.41031
Primary production | 5100 | 5100-Nuclear heat | KTOE | SK | 2009 | nrg_110a | 154.3422
Primary production | 4000 | 4000-Gas | KTOE | SK | 2011 | nrg_100a | 4.304
Primary production | 3105 | 3105-Crude oil (without NGL) | KTOE | SK | 2009 | nrg_110a | 0.61127
Primary production | 7200 | 7200-Waste (non-renewable) | KTOE | SK | 2014 | nrg_110a | 6.3053
Primary production | 4000 | 4000-Gas | KTOE | TR | 2012 | nrg_100a | 21.8007
Primary production | 2210 | 2210-Lignite/Brown Coal | KTOE | TR | 2010 | nrg_110a | 649.1675
Primary production | 4100 | 4100-Natural gas | KTOE | TR | 2011 | nrg_103a | 26.1884
Primary production | 2210 | 2210-Lignite/Brown Coal | KTOE | TR | 2009 | nrg_101a | 654.4973
Imports | 3105 | 3105-Crude oil (without NGL) | KTOE | AL | 2014 | nrg_102a | 1.8841
Imports | 3270A | 3270A-Total fuel oil | KTOE | NO | 2013 | nrg_102a | 79.5994
Imports | 3270A | 3270A-Total fuel oil | KTOE | AT | 2012 | nrg_102a | 2.3614
Consumption in Pipeline transport | 6000 | 6000-Electrical energy | KTOE | SK | 2012 | nrg_100a | 0.16747
Consumption in Pipeline transport | 6000 | 6000-Electrical energy | KTOE | TR | 2009 | nrg_100a | 0.75362
Transformation input in Coke Ovens | 0 | 0000-All products | KTOE | AT | 2013 | nrg_100a | 52.3099
Imports | 6000 | 6000-Electrical energy | KTOE | EL | 2011 | nrg_105a | 25.8493
Consumption in Gas Works | 6000 | 6000-Electrical energy | KTOE | UA | 2012 | nrg_105a | 0.33076
Consumption in Pipeline transport | 6000 | 6000-Electrical energy | KTOE | LT | 2009 | nrg_105a | 0.079549
Consumption in Pipeline transport | 6000 | 6000-Electrical energy | KTOE | PL | 2009 | nrg_105a | 1.2142
Consumption in Pipeline transport | 6000 | 6000-Electrical energy | KTOE | RO | 2014 | nrg_105a | 0.071176
Transformation output from Patent Fuel Plants | 0 | 0000-All products | KTOE | UK | 2011 | nrg_110a | 8.4657
Primary production | 0 | 0000-All products | KTOE | ME | 2009 | nrg_110a | 25.7111
Primary production | 0 | 0000-All products | KTOE | MD | 2013 | nrg_110a | 12.7111
Transformation output from Coke Ovens | 0 | 0000-All products | KTOE | FR | 2009 | nrg_110a | 116.8201
Transformation output from Coke Ovens | 0 | 0000-All products | KTOE | FI | 2013 | nrg_110a | 33.6744
Consumption in Oil and gas extraction | 0 | 0000-All products | KTOE | FR | 2011 | nrg_110a | 2.667
Consumption in Oil and gas extraction | 0 | 0000-All products | KTOE | HR | 2011 | nrg_110a | 5.4889
Consumption in Oil and gas extraction | 0 | 0000-All products | KTOE | HU | 2011 | nrg_110a | 1.3775
Consumption in Pipeline transport | 0 | 0000-All products | KTOE | MD | 2009 | nrg_110a | 0.1591
Consumption in Pipeline transport | 0 | 0000-All products | KTOE | PL | 2014 | nrg_110a | 16.2238
Consumption in Pipeline transport | 0 | 0000-All products | KTOE | TR | 2013 | nrg_110a | 10.4168
Consumption in Pipeline transport | 6000 | 6000-Electrical energy | KTOE | MD | 2011 | nrg_110a | 0.033494
Consumption in Pipeline transport | 6000 | 6000-Electrical energy | KTOE | LT | 2011 | nrg_110a | 0.09211
Consumption in Pipeline transport | 6000 | 6000-Electrical energy | KTOE | TR | 2011 | nrg_110a | 0.75362
Consumption in Coal Mines | 6000 | 6000-Electrical energy | KTOE | MK | 2011 | nrg_110a | 0.42287
Transformation output from Coke Ovens | 0 | 0000-All products | KTOE | HU | 2011 | nrg_100a | 41.1521
Consumption in Coal Mines | 0 | 0000-All products | KTOE | MK | 2009 | nrg_100a | 0.43124
Consumption in Pipeline transport | 0 | 0000-All products | KTOE | LV | 2009 | nrg_100a | 0.041868
Consumption in Pipeline transport | 0 | 0000-All products | KTOE | RS | 2014 | nrg_100a | 0.075362
Consumption in Pipeline transport | 0 | 0000-All products | KTOE | PT | 2012 | nrg_100a | 0.050242
Consumption in Pipeline transport | 0 | 0000-All products | KTOE | UA | 2013 | nrg_100a | 97.9879
Imports | 6000 | 6000-Electrical energy | KTOE | ES | 2012 | nrg_100a | 28.0348
Imports | 6000 | 6000-Electrical energy | KTOE | MK | 2013 | nrg_100a | 8.9681
Consumption in Coal Mines | 6000 | 6000-Electrical energy | KTOE | HU | 2014 | nrg_100a | 0.90854
Consumption in Coal Mines | 6000 | 6000-Electrical energy | KTOE | PL | 2012 | nrg_100a | 22.7385
Consumption in Coal Mines | 6000 | 6000-Electrical energy | KTOE | UK | 2012 | nrg_100a | 3.249
Consumption in BKB / PB Plants | 6000 | 6000-Electrical energy | KTOE | DE | 2014 | nrg_100a | 17.5553
Consumption in BKB / PB Plants | 6000 | 6000-Electrical energy | KTOE | LT | 2010 | nrg_100a | 0.020934
Consumption in Pipeline transport | 6000 | 6000-Electrical energy | KTOE | BE | 2010 | nrg_100a | 0.25958
Consumption in Pipeline transport | 6000 | 6000-Electrical energy | KTOE | HR | 2010 | nrg_100a | 0.083736
Consumption in Oil and gas extraction | 0 | 0000-All products | KTOE | LT | 2010 | nrg_100a | 0.066989
Transformation input in Gas Works | 0 | 0000-All products | KTOE | DK | 2012 | nrg_100a | 0.54847
Primary production | 0 | 0000-All products | KTOE | FI | 2010 | nrg_100a | 725.8153
Primary production | 0 | 0000-All products | KTOE | FR | 2013 | nrg_100a | 5632.8872
Primary production | 0 | 0000-All products | KTOE | HR | 2010 | nrg_100a | 215.5365
Primary production | 0 | 0000-All products | KTOE | UK | 2012 | nrg_100a | 4898.355
Imports | 0 | 0000-All products | KTOE | ES | 2010 | nrg_100a | 5082.3021
Imports | 0 | 0000-All products | KTOE | NO | 2010 | nrg_100a | 342.2081
Transformation output from BKB / PB Plants | 0 | 0000-All products | KTOE | RS | 2011 | nrg_100a | 11.3588
Consumption in Coke Ovens | 4220 | 4220-Blast Furnace Gas | KTOE | DE | 2011 | nrg_103a | 14.5073
Consumption in Coke Ovens | 4220 | 4220-Blast Furnace Gas | KTOE | SE | 2012 | nrg_103a | 0.64895
Imports | 6000 | 6000-Electrical energy | KTOE | MK | 2009 | nrg_105a | 5.1749
Consumption in Oil and gas extraction | 6000 | 6000-Electrical energy | KTOE | HU | 2011 | nrg_105a | 0.86248
Consumption in Coal Mines | 6000 | 6000-Electrical energy | KTOE | PL | 2013 | nrg_105a | 22.3366
Consumption in Gas Works | 6000 | 6000-Electrical energy | KTOE | PL | 2010 | nrg_105a | 0.28052
Consumption in Pipeline transport | 6000 | 6000-Electrical energy | KTOE | AT | 2012 | nrg_105a | 0.51916
Consumption in Pipeline transport | 6000 | 6000-Electrical energy | KTOE | BE | 2010 | nrg_105a | 0.25958
Primary production | 5520 | 5520-Wind power | KTOE | AT | 2012 | nrg_107a | 8.8635
Primary production | 5520 | 5520-Wind power | KTOE | HR | 2011 | nrg_107a | 0.72432
Transformation input in Coke Ovens | 0 | 0000-All products | KTOE | FR | 2012 | nrg_110a | 137.3103
Transformation output from BKB / PB Plants | 0 | 0000-All products | KTOE | LT | 2011 | nrg_110a | 0.13816
Imports | 3270A | 3270A-Total fuel oil | KTOE | AL | 2011 | nrg_102a | 0.12142
Consumption in Oil and gas extraction | 4100 | 4100-Natural gas | KTOE | UA | 2010 | nrg_103a | 28.2986
Primary production | 7200 | 7200-Waste (non-renewable) | KTOE | PL | 2014 | nrg_108a | 21.5495
Transformation input in BKB / PB Plants | 2210 | 2210-Lignite/Brown Coal | KTOE | RS | 2009 | nrg_110a | 9.5166
Imports | 3105 | 3105-Crude oil (without NGL) | KTOE | PL | 2013 | nrg_110a | 964.5047
Consumption in Oil and gas extraction | 4000 | 4000-Gas | KTOE | SI | 2011 | nrg_110a | 0.071176
Transformation output from Gas Works | 4000 | 4000-Gas | KTOE | EE | 2013 | nrg_110a | 6.4812
Transformation output from Gas Works | 4000 | 4000-Gas | KTOE | EE | 2009 | nrg_100a | 5.7234
Consumption in Oil and gas extraction | 4000 | 4000-Gas | KTOE | UA | 2011 | nrg_100a | 20.4693
Imports | 2210 | 2210-Lignite/Brown Coal | KTOE | RS | 2010 | nrg_101a | 5.4973
Imports | 3105 | 3105-Crude oil (without NGL) | KTOE | RO | 2014 | nrg_102a | 289.5214
Imports | 3270A | 3270A-Total fuel oil | KTOE | RO | 2013 | nrg_102a | 0.041868
Imports | 3270A | 3270A-Total fuel oil | KTOE | PL | 2014 | nrg_102a | 2.8805
Imports | 3270A | 3270A-Total fuel oil | KTOE | PT | 2009 | nrg_102a | 17.4003
Consumption in Gas Works | 4000 | 4000-Gas | KTOE | SE | 2009 | nrg_103a | 0.21353
Consumption in Gas Works | 4000 | 4000-Gas | KTOE | UA | 2009 | nrg_103a | 13.8625
Imports | 4100 | 4100-Natural gas | KTOE | RS | 2014 | nrg_103a | 46.4944
Consumption in Coal Mines | 4100 | 4100-Natural gas | KTOE | ES | 2011 | nrg_103a | 0.20515
Consumption in Pipeline transport | 4100 | 4100-Natural gas | KTOE | RS | 2013 | nrg_103a | 0.079549
Consumption in Pipeline transport | 4100 | 4100-Natural gas | KTOE | TR | 2012 | nrg_103a | 6.6151
Imports | 4000 | 4000-Gas | KTOE | RO | 2010 | nrg_103a | 76.0239
Imports | 7200 | 7200-Waste (non-renewable) | KTOE | PT | 2014 | nrg_108a | 1.0132
Primary production | 7200 | 7200-Waste (non-renewable) | KTOE | PT | 2012 | nrg_108a | 6.0206
Transformation input in Coke Ovens | 2210 | 2210-Lignite/Brown Coal | KTOE | DE | 2009 | nrg_110a | 5.2084
Imports | 2210 | 2210-Lignite/Brown Coal | KTOE | RS | 2014 | nrg_110a | 7.8084
Consumption in Coal Mines | 3270A | 3270A-Total fuel oil | KTOE | EE | 2013 | nrg_110a | 0.079549
Primary production | 4000 | 4000-Gas | KTOE | PL | 2013 | nrg_110a | 160.0656
Consumption in Coal Mines | 4000 | 4000-Gas | KTOE | ES | 2013 | nrg_110a | 0.033494
Primary production | 4100 | 4100-Natural gas | KTOE | RO | 2009 | nrg_110a | 374.2329
Imports | 4100 | 4100-Natural gas | KTOE | RO | 2010 | nrg_110a | 76.0239
Imports | 4100 | 4100-Natural gas | KTOE | RS | 2013 | nrg_110a | 62.9234
Consumption in Pipeline transport | 4100 | 4100-Natural gas | KTOE | PL | 2013 | nrg_110a | 15.42
Consumption in Pipeline transport | 4100 | 4100-Natural gas | KTOE | SK | 2011 | nrg_110a | 17.8441
Primary production | 7200 | 7200-Waste (non-renewable) | KTOE | PT | 2010 | nrg_110a | 6.6445
Imports | 7200 | 7200-Waste (non-renewable) | KTOE | PT | 2012 | nrg_100a | 0.33076
Consumption in Pipeline transport | 4000 | 4000-Gas | KTOE | TR | 2014 | nrg_100a | 12.753
Transformation input in BKB / PB Plants | 2210 | 2210-Lignite/Brown Coal | KTOE | DE | 2014 | nrg_101a | 151.3486
Primary production | 3105 | 3105-Crude oil (without NGL) | KTOE | AT | 2013 | nrg_102a | 35.1398
Primary production | 3105 | 3105-Crude oil (without NGL) | KTOE | MD | 2010 | nrg_102a | 0.43961
Imports | 3105 | 3105-Crude oil (without NGL) | KTOE | EL | 2013 | nrg_102a | 819.8006
Imports | 3105 | 3105-Crude oil (without NGL) | KTOE | ES | 2013 | nrg_102a | 2427.314
Imports | 3270A | 3270A-Total fuel oil | KTOE | ME | 2011 | nrg_102a | 0.40193
Imports | 3270A | 3270A-Total fuel oil | KTOE | EE | 2012 | nrg_102a | 36.2409
Transformation input in Gas Works | 4000 | 4000-Gas | KTOE | DK | 2009 | nrg_103a | 0.57778
Transformation output from Coke Ovens | 4000 | 4000-Gas | KTOE | FR | 2010 | nrg_103a | 21.7044
Transformation output from Coke Ovens | 4000 | 4000-Gas | KTOE | FI | 2014 | nrg_103a | 7.9047
Consumption in Coal Mines | 4000 | 4000-Gas | KTOE | RO | 2011 | nrg_103a | 0.058615
Consumption in Coke Ovens | 4000 | 4000-Gas | KTOE | DE | 2014 | nrg_103a | 27.8799
Consumption in Pipeline transport | 4000 | 4000-Gas | KTOE | FI | 2011 | nrg_103a | 0.32238
Consumption in Pipeline transport | 4000 | 4000-Gas | KTOE | FR | 2013 | nrg_103a | 0.066989
Consumption in Pipeline transport | 4000 | 4000-Gas | KTOE | LT | 2012 | nrg_103a | 1.21
Consumption in Pipeline transport | 4000 | 4000-Gas | KTOE | PL | 2012 | nrg_103a | 10.8061
Primary production | 4100 | 4100-Natural gas | KTOE | MD | 2013 | nrg_103a | 0.0041868
Imports | 4100 | 4100-Natural gas | KTOE | EE | 2014 | nrg_103a | 18.2377
Imports | 4100 | 4100-Natural gas | KTOE | EL | 2012 | nrg_103a | 153.8188
Consumption in Oil and gas extraction | 4100 | 4100-Natural gas | KTOE | FR | 2012 | nrg_103a | 0.90016
Consumption in Oil and gas extraction | 4100 | 4100-Natural gas | KTOE | HR | 2012 | nrg_103a | 3.2615
Consumption in Coal Mines | 4100 | 4100-Natural gas | KTOE | RO | 2012 | nrg_103a | 0.075362
Consumption in Coke Ovens | 4100 | 4100-Natural gas | KTOE | FR | 2010 | nrg_103a | 0.075362
Consumption in Pipeline transport | 4100 | 4100-Natural gas | KTOE | FR | 2009 | nrg_103a | 0.016747
Consumption in Pipeline transport | 4100 | 4100-Natural gas | KTOE | LT | 2014 | nrg_103a | 1.0467
Primary production | 4000 | 4000-Gas | KTOE | AL | 2013 | nrg_103a | 0.61127
Primary production | 4000 | 4000-Gas | KTOE | AT | 2013 | nrg_103a | 49.8271
Imports | 4000 | 4000-Gas | KTOE | EE | 2011 | nrg_103a | 21.0722
Primary production | 7200 | 7200-Waste (non-renewable) | KTOE | BE | 2013 | nrg_108a | 30.1533
Primary production | 7200 | 7200-Waste (non-renewable) | KTOE | FR | 2013 | nrg_108a | 51.64
Primary production | 7200 | 7200-Waste (non-renewable) | KTOE | HU | 2013 | nrg_108a | 3.3746
Primary production | 2210 | 2210-Lignite/Brown Coal | KTOE | AL | 2012 | nrg_110a | 0.050242
Primary production | 2210 | 2210-Lignite/Brown Coal | KTOE | MK | 2009 | nrg_110a | 54.1521
Primary production | 3105 | 3105-Crude oil (without NGL) | KTOE | AT | 2011 | nrg_110a | 34.4113
Primary production | 3105 | 3105-Crude oil (without NGL) | KTOE | FR | 2014 | nrg_110a | 32.7031
Imports | 3105 | 3105-Crude oil (without NGL) | KTOE | ES | 2013 | nrg_110a | 2427.314
Imports | 3270A | 3270A-Total fuel oil | KTOE | EL | 2010 | nrg_110a | 62.3205
Imports | 3270A | 3270A-Total fuel oil | KTOE | ES | 2013 | nrg_110a | 175.6404
Primary production | 4000 | 4000-Gas | KTOE | FR | 2014 | nrg_110a | 0.52335
Primary production | 4000 | 4000-Gas | KTOE | HR | 2011 | nrg_110a | 84.0291
Imports | 4000 | 4000-Gas | KTOE | EL | 2014 | nrg_110a | 103.2716
Imports | 4000 | 4000-Gas | KTOE | MK | 2010 | nrg_110a | 4.0026
Consumption in Oil and gas extraction | 4000 | 4000-Gas | KTOE | FR | 2014 | nrg_110a | 0.90016
Consumption in Oil and gas extraction | 4000 | 4000-Gas | KTOE | HR | 2014 | nrg_110a | 2.801
Transformation output from Coke Ovens | 4000 | 4000-Gas | KTOE | PL | 2009 | nrg_110a | 53.3775
Transformation output from Coke Ovens | 4000 | 4000-Gas | KTOE | NL | 2013 | nrg_110a | 15.8135
Transformation output from Coke Ovens | 4000 | 4000-Gas | KTOE | SK | 2011 | nrg_110a | 11.9366
Consumption in Pipeline transport | 4000 | 4000-Gas | KTOE | FI | 2009 | nrg_110a | 0.39775
Consumption in Pipeline transport | 4000 | 4000-Gas | KTOE | FR | 2011 | nrg_110a | 0.01256
Consumption in Pipeline transport | 4000 | 4000-Gas | KTOE | PL | 2009 | nrg_110a | 11.0825
Imports | 4100 | 4100-Natural gas | KTOE | EE | 2012 | nrg_110a | 22.8348
Imports | 4100 | 4100-Natural gas | KTOE | EL | 2013 | nrg_110a | 135.4304
Consumption in Coal Mines | 4100 | 4100-Natural gas | KTOE | PL | 2011 | nrg_110a | 0.48148
Consumption in Pipeline transport | 4100 | 4100-Natural gas | KTOE | DE | 2011 | nrg_110a | 13.2722
Consumption in Pipeline transport | 4100 | 4100-Natural gas | KTOE | EL | 2009 | nrg_110a | 0.01256
Primary production | 5100 | 5100-Nuclear heat | KTOE | SI | 2010 | nrg_110a | 61.0938
Primary production | 4000 | 4000-Gas | KTOE | SI | 2014 | nrg_100a | 0.10886
Primary production | 4100 | 4100-Natural gas | KTOE | SI | 2013 | nrg_103a | 0.10886
Primary production | 4000 | 4000-Gas | KTOE | SI | 2014 | nrg_110a | 0.10886
Primary production | 7200 | 7200-Waste (non-renewable) | KTOE | SK | 2010 | nrg_108a | 1.4361
Primary production | 5100 | 5100-Nuclear heat | KTOE | SK | 2012 | nrg_110a | 169.4607
Primary production | 4000 | 4000-Gas | KTOE | SK | 2014 | nrg_100a | 3.5085
Primary production | 3105 | 3105-Crude oil (without NGL) | KTOE | SK | 2012 | nrg_110a | 0.44799
Primary production | 5100 | 5100-Nuclear heat | KTOE | SK | 2011 | nrg_100a | 168.6485
Primary production | 4000 | 4000-Gas | KTOE | SK | 2011 | nrg_103a | 4.304
Primary production | 4000 | 4000-Gas | KTOE | SK | 2009 | nrg_110a | 3.6718
Primary production | 7200 | 7200-Waste (non-renewable) | KTOE | TR | 2010 | nrg_100a | 1.4947
Primary production | 2210 | 2210-Lignite/Brown Coal | KTOE | TR | 2013 | nrg_110a | 585.21
Primary production | 4100 | 4100-Natural gas | KTOE | TR | 2014 | nrg_103a | 16.5211
Primary production | 2210 | 2210-Lignite/Brown Coal | KTOE | TR | 2012 | nrg_101a | 574.7011
Imports | 3105 | 3105-Crude oil (without NGL) | KTOE | PL | 2011 | nrg_102a | 974.1428
Consumption in Oil and gas extraction | 4000 | 4000-Gas | KTOE | SI | 2010 | nrg_103a | 0.25121
Consumption in Oil and gas extraction | 4100 | 4100-Natural gas | KTOE | UA | 2013 | nrg_103a | 15.6293
Transformation input in BKB / PB Plants | 2210 | 2210-Lignite/Brown Coal | KTOE | RS | 2012 | nrg_110a | 17.773
Imports | 3270A | 3270A-Total fuel oil | KTOE | NO | 2010 | nrg_110a | 64.4809
Primary production | 4000 | 4000-Gas | KTOE | NO | 2009 | nrg_110a | 3888.3188
Consumption in Oil and gas extraction | 4000 | 4000-Gas | KTOE | SI | 2014 | nrg_110a | 0.10886
Transformation output from Gas Works | 4000 | 4000-Gas | KTOE | EE | 2012 | nrg_100a | 6.6779
Consumption in Oil and gas extraction | 4000 | 4000-Gas | KTOE | UA | 2014 | nrg_100a | 19.9459
Imports | 2210 | 2210-Lignite/Brown Coal | KTOE | RS | 2013 | nrg_101a | 5.1916
Primary production | 2210 | 2210-Lignite/Brown Coal | KTOE | PL | 2010 | nrg_101a | 483.9522
Primary production | 3105 | 3105-Crude oil (without NGL) | KTOE | HR | 2009 | nrg_102a | 28.2358
Imports | 3105 | 3105-Crude oil (without NGL) | KTOE | CZ | 2009 | nrg_102a | 304.485
Imports | 3270A | 3270A-Total fuel oil | KTOE | RS | 2011 | nrg_102a | 0.1591
Consumption in Gas Works | 4000 | 4000-Gas | KTOE | UA | 2012 | nrg_103a | 13.4061
Imports | 4100 | 4100-Natural gas | KTOE | RO | 2009 | nrg_103a | 66.9093
Consumption in Coal Mines | 4100 | 4100-Natural gas | KTOE | ES | 2014 | nrg_103a | 0.029308
Primary production | 4000 | 4000-Gas | KTOE | FR | 2011 | nrg_103a | 21.1726
Imports | 4000 | 4000-Gas | KTOE | RO | 2013 | nrg_103a | 48.7846
Primary production | 7200 | 7200-Waste (non-renewable) | KTOE | HR | 2010 | nrg_108a | 0.3182
Primary production | 2210 | 2210-Lignite/Brown Coal | KTOE | PL | 2009 | nrg_110a | 509.9732
Transformation input in Coke Ovens | 2210 | 2210-Lignite/Brown Coal | KTOE | DE | 2012 | nrg_110a | 5.4763
Imports | 2210 | 2210-Lignite/Brown Coal | KTOE | CY | 2009 | nrg_110a | 0.0041868
Imports | 3105 | 3105-Crude oil (without NGL) | KTOE | BG | 2011 | nrg_110a | 204.5629
Imports | 3105 | 3105-Crude oil (without NGL) | KTOE | RO | 2011 | nrg_110a | 240.6949
Imports | 4000 | 4000-Gas | KTOE | RO | 2010 | nrg_110a | 76.0239
Consumption in Pipeline transport | 4000 | 4000-Gas | KTOE | TR | 2011 | nrg_110a | 6.5942
Primary production | 4100 | 4100-Natural gas | KTOE | RO | 2012 | nrg_110a | 363.5273
Primary production | 4100 | 4100-Natural gas | KTOE | PL | 2011 | nrg_110a | 161.1834
Imports | 4100 | 4100-Natural gas | KTOE | RO | 2013 | nrg_110a | 48.7846
Consumption in Pipeline transport | 4100 | 4100-Natural gas | KTOE | TR | 2009 | nrg_110a | 6.4812
Consumption in Pipeline transport | 4100 | 4100-Natural gas | KTOE | RS | 2010 | nrg_110a | 0.10467
Consumption in Pipeline transport | 4100 | 4100-Natural gas | KTOE | SK | 2014 | nrg_110a | 3.5002
Primary production | 7200 | 7200-Waste (non-renewable) | KTOE | PT | 2013 | nrg_110a | 6.0122
Imports | 7200 | 7200-Waste (non-renewable) | KTOE | CY | 2012 | nrg_110a | 0.025121
Primary production | 4000 | 4000-Gas | KTOE | FR | 2013 | nrg_100a | 12.1124
Primary production | 7200 | 7200-Waste (non-renewable) | KTOE | RO | 2010 | nrg_100a | 1.277
Consumption in Pipeline transport | 4000 | 4000-Gas | KTOE | RO | 2010 | nrg_100a | 0.43543
Primary production | 5100 | 5100-Nuclear heat | KTOE | FR | 2011 | nrg_100a | 4777.7375
Imports | 2210 | 2210-Lignite/Brown Coal | KTOE | RO | 2011 | nrg_101a | 0.016747
Imports | 2210 | 2210-Lignite/Brown Coal | KTOE | EL | 2011 | nrg_101a | 0.46892
Primary production | 3105 | 3105-Crude oil (without NGL) | KTOE | HU | 2010 | nrg_102a | 27.3063
Primary production | 3105 | 3105-Crude oil (without NGL) | KTOE | MD | 2013 | nrg_102a | 0.33913
Imports | 3105 | 3105-Crude oil (without NGL) | KTOE | MK | 2011 | nrg_102a | 27.4277
Imports | 3270A | 3270A-Total fuel oil | KTOE | ME | 2014 | nrg_102a | 0.1591
Imports | 3270A | 3270A-Total fuel oil | KTOE | PT | 2012 | nrg_102a | 9.3198
Transformation input in Gas Works | 4000 | 4000-Gas | KTOE | DK | 2012 | nrg_103a | 0.54847
Transformation input in Gas Works | 4000 | 4000-Gas | KTOE | SE | 2010 | nrg_103a | 0.1591
Transformation output from Coke Ovens | 4000 | 4000-Gas | KTOE | FR | 2013 | nrg_103a | 21.8677
Transformation output from Coke Ovens | 4000 | 4000-Gas | KTOE | HU | 2009 | nrg_103a | 5.8364
Transformation output from Coke Ovens | 4000 | 4000-Gas | KTOE | SK | 2010 | nrg_103a | 12.1878
Consumption in Oil and gas extraction | 4000 | 4000-Gas | KTOE | IT | 2009 | nrg_103a | 8.2731
Consumption in Coal Mines | 4000 | 4000-Gas | KTOE | RO | 2014 | nrg_103a | 0.0083736
Consumption in Coke Ovens | 4000 | 4000-Gas | KTOE | FR | 2011 | nrg_103a | 14.4026
Consumption in Pipeline transport | 4000 | 4000-Gas | KTOE | FI | 2014 | nrg_103a | 0.25121
Consumption in Coke Ovens | 4100 | 4100-Natural gas | KTOE | FR | 2013 | nrg_103a | 0.18003
Consumption in Pipeline transport | 4100 | 4100-Natural gas | KTOE | FI | 2010 | nrg_103a | 0.39775
Consumption in Pipeline transport | 4100 | 4100-Natural gas | KTOE | FR | 2012 | nrg_103a | 0.033494
Imports | 4000 | 4000-Gas | KTOE | EE | 2014 | nrg_103a | 18.2377
Imports | 4000 | 4000-Gas | KTOE | PL | 2009 | nrg_103a | 341.5047
Imports | 4000 | 4000-Gas | KTOE | PT | 2010 | nrg_103a | 188.6153
Primary production | 2210 | 2210-Lignite/Brown Coal | KTOE | MK | 2012 | nrg_110a | 52.155
Imports | 2210 | 2210-Lignite/Brown Coal | KTOE | EL | 2009 | nrg_110a | 0.12979
Primary production | 3105 | 3105-Crude oil (without NGL) | KTOE | AT | 2014 | nrg_110a | 37.2918
Primary production | 3105 | 3105-Crude oil (without NGL) | KTOE | HU | 2009 | nrg_110a | 32.0667
Primary production | 3105 | 3105-Crude oil (without NGL) | KTOE | MD | 2010 | nrg_110a | 0.43961
Imports | 3270A | 3270A-Total fuel oil | KTOE | EL | 2013 | nrg_110a | 48.8809
Imports | 3270A | 3270A-Total fuel oil | KTOE | PL | 2011 | nrg_110a | 2.8387
Imports | 3270A | 3270A-Total fuel oil | KTOE | MK | 2009 | nrg_110a | 0.762
Primary production | 4000 | 4000-Gas | KTOE | HR | 2014 | nrg_110a | 60.4448
Imports | 4000 | 4000-Gas | KTOE | EE | 2010 | nrg_110a | 23.5508
Imports | 4000 | 4000-Gas | KTOE | MK | 2013 | nrg_110a | 5.4303
Consumption in Coal Mines | 4000 | 4000-Gas | KTOE | RO | 2009 | nrg_110a | 0.071176
Transformation output from Coke Ovens | 4000 | 4000-Gas | KTOE | ES | 2011 | nrg_110a | 15.5958
Transformation output from Coke Ovens | 4000 | 4000-Gas | KTOE | IT | 2009 | nrg_110a | 11.6058
Transformation output from Coke Ovens | 4000 | 4000-Gas | KTOE | PL | 2012 | nrg_110a | 65.3225
Transformation output from Coke Ovens | 4000 | 4000-Gas | KTOE | SK | 2014 | nrg_110a | 11.6686
Consumption in Pipeline transport | 4000 | 4000-Gas | KTOE | FR | 2014 | nrg_110a | 0.058615
Consumption in Pipeline transport | 4000 | 4000-Gas | KTOE | FI | 2012 | nrg_110a | 0.3182
Consumption in Pipeline transport | 4000 | 4000-Gas | KTOE | IT | 2011 | nrg_110a | 5.4428
Consumption in Pipeline transport | 4000 | 4000-Gas | KTOE | PL | 2012 | nrg_110a | 10.8061
Consumption in Coal Mines | 4100 | 4100-Natural gas | KTOE | PL | 2014 | nrg_110a | 0.36425
Consumption in Pipeline transport | 4100 | 4100-Natural gas | KTOE | DE | 2014 | nrg_110a | 11.3337
Consumption in Pipeline transport | 4100 | 4100-Natural gas | KTOE | LT | 2011 | nrg_110a | 0.73688
Primary production | 5100 | 5100-Nuclear heat | KTOE | BE | 2014 | nrg_110a | 363.992
Primary production | 7200 | 7200-Waste (non-renewable) | KTOE | AT | 2010 | nrg_100a | 29.496
Transformation output from Coke Ovens | 4000 | 4000-Gas | KTOE | FI | 2009 | nrg_100a | 6.3556
Transformation output from Coke Ovens | 4000 | 4000-Gas | KTOE | ES | 2013 | nrg_100a | 12.238
Transformation output from Coke Ovens | 4000 | 4000-Gas | KTOE | IT | 2011 | nrg_100a | 17.2789
Transformation output from Coke Ovens | 4000 | 4000-Gas | KTOE | SE | 2012 | nrg_100a | 7.6158
Transformation output from Coke Ovens | 4000 | 4000-Gas | KTOE | PL | 2014 | nrg_100a | 69.7521
Transformation output from Coke Ovens | 4000 | 4000-Gas | KTOE | TR | 2013 | nrg_100a | 28.533
Primary production | 4100 | 4100-Natural gas | KTOE | SI | 2009 | nrg_110a | 0.10886
Primary production | 7200 | 7200-Waste (non-renewable) | KTOE | SI | 2014 | nrg_110a | 1.8087
Primary production | 4000 | 4000-Gas | KTOE | SI | 2011 | nrg_103a | 0.071176
Primary production | 2210 | 2210-Lignite/Brown Coal | KTOE | SK | 2013 | nrg_110a | 24.4635
Primary production | 4100 | 4100-Natural gas | KTOE | SK | 2009 | nrg_110a | 3.6718
Primary production | 4100 | 4100-Natural gas | KTOE | SK | 2014 | nrg_103a | 3.5085
Primary production | 2210 | 2210-Lignite/Brown Coal | KTOE | SK | 2012 | nrg_101a | 23.7559
Primary production | 7200 | 7200-Waste (non-renewable) | KTOE | TR | 2011 | nrg_108a | 1.4989
Primary production | 4100 | 4100-Natural gas | KTOE | TR | 2010 | nrg_110a | 23.5214
Primary production | 4000 | 4000-Gas | KTOE | TR | 2009 | nrg_103a | 23.601
Primary production | 7200 | 7200-Waste (non-renewable) | KTOE | TR | 2013 | nrg_110a | 1.2142
Imports | 2210 | 2210-Lignite/Brown Coal | KTOE | PL | 2013 | nrg_101a | 1.637
Primary production | 3105 | 3105-Crude oil (without NGL) | KTOE | PL | 2011 | nrg_102a | 25.2632
Imports | 3105 | 3105-Crude oil (without NGL) | KTOE | AT | 2010 | nrg_102a | 280.5114
Imports | 3105 | 3105-Crude oil (without NGL) | KTOE | NO | 2010 | nrg_102a | 63.0532
Consumption in Oil and gas extraction | 4100 | 4100-Natural gas | KTOE | SI | 2013 | nrg_103a | 0.10886
Primary production | 4000 | 4000-Gas | KTOE | NO | 2012 | nrg_103a | 4219.0425
Imports | 3105 | 3105-Crude oil (without NGL) | KTOE | NO | 2013 | nrg_110a | 76.5808
Imports | 3270A | 3270A-Total fuel oil | KTOE | AL | 2011 | nrg_110a | 0.12142
Consumption in Oil and gas extraction | 4100 | 4100-Natural gas | KTOE | SI | 2011 | nrg_110a | 0.071176
Consumption in Oil and gas extraction | 4100 | 4100-Natural gas | KTOE | SK | 2009 | nrg_110a | 0.51079
Primary production | 7200 | 7200-Waste (non-renewable) | KTOE | PL | 2014 | nrg_100a | 21.5495
Imports | 4000 | 4000-Gas | KTOE | PL | 2012 | nrg_100a | 420.4971
Transformation output from Gas Works | 4000 | 4000-Gas | KTOE | CZ | 2013 | nrg_100a | 14.7585
Consumption in Oil and gas extraction | 4000 | 4000-Gas | KTOE | SK | 2011 | nrg_100a | 0.51498
Imports | 2210 | 2210-Lignite/Brown Coal | KTOE | CY | 2009 | nrg_101a | 0.0041868
Primary production | 3105 | 3105-Crude oil (without NGL) | KTOE | RO | 2012 | nrg_102a | 165.4623
Imports | 3105 | 3105-Crude oil (without NGL) | KTOE | RS | 2011 | nrg_102a | 59.7038
Imports | 3105 | 3105-Crude oil (without NGL) | KTOE | PT | 2010 | nrg_102a | 476.9309
Consumption in Coal Mines | 4000 | 4000-Gas | KTOE | ES | 2011 | nrg_103a | 0.20515
Consumption in Pipeline transport | 4000 | 4000-Gas | KTOE | RO | 2009 | nrg_103a | 2.2525
Consumption in Pipeline transport | 4000 | 4000-Gas | KTOE | RS | 2009 | nrg_103a | 0.10467
Consumption in Pipeline transport | 4000 | 4000-Gas | KTOE | SK | 2011 | nrg_103a | 17.8441
Primary production | 4100 | 4100-Natural gas | KTOE | PL | 2009 | nrg_103a | 153.9821
Imports | 4100 | 4100-Natural gas | KTOE | BG | 2010 | nrg_103a | 89.2207
Imports | 4100 | 4100-Natural gas | KTOE | PT | 2009 | nrg_103a | 178.6256
Consumption in Pipeline transport | 4100 | 4100-Natural gas | KTOE | PL | 2011 | nrg_103a | 9.2989
Consumption in Pipeline transport | 4100 | 4100-Natural gas | KTOE | SK | 2009 | nrg_103a | 17.0486
Consumption in Pipeline transport | 4100 | 4100-Natural gas | KTOE | UA | 2014 | nrg_103a | 94.136
Primary production | 4000 | 4000-Gas | KTOE | PL | 2013 | nrg_103a | 160.0656
Imports | 4000 | 4000-Gas | KTOE | RS | 2011 | nrg_103a | 58.2593
Primary production | 7200 | 7200-Waste (non-renewable) | KTOE | RO | 2011 | nrg_108a | 1.2016
Primary production | 3105 | 3105-Crude oil (without NGL) | KTOE | PL | 2012 | nrg_110a | 27.7878
Primary production | 3105 | 3105-Crude oil (without NGL) | KTOE | RO | 2013 | nrg_110a | 173.8317
Imports | 3105 | 3105-Crude oil (without NGL) | KTOE | RS | 2014 | nrg_110a | 60.5579
Imports | 3105 | 3105-Crude oil (without NGL) | KTOE | PT | 2012 | nrg_110a | 470.5126
Imports | 3270A | 3270A-Total fuel oil | KTOE | BG | 2010 | nrg_110a | 1.7208
Imports | 3270A | 3270A-Total fuel oil | KTOE | RO | 2010 | nrg_110a | 3.3201
Imports | 4000 | 4000-Gas | KTOE | PT | 2014 | nrg_110a | 145.4746
Consumption in Pipeline transport | 4000 | 4000-Gas | KTOE | RO | 2013 | nrg_110a | 0.11723
Consumption in Pipeline transport | 4000 | 4000-Gas | KTOE | SK | 2010 | nrg_110a | 16.1862
Consumption in Pipeline transport | 4000 | 4000-Gas | KTOE | UA | 2012 | nrg_110a | 83.8909
Imports | 4100 | 4100-Natural gas | KTOE | BG | 2009 | nrg_110a | 89.2165
Consumption in Gas Works | 4100 | 4100-Natural gas | KTOE | SE | 2009 | nrg_110a | 0.079549
Consumption in Gas Works | 4100 | 4100-Natural gas | KTOE | UA | 2014 | nrg_110a | 14.0676
Consumption in Pipeline transport | 4100 | 4100-Natural gas | KTOE | RO | 2011 | nrg_110a | 0.38937
Primary production | 4000 | 4000-Gas | KTOE | PL | 2014 | nrg_100a | 156.0127
Primary production | 7200 | 7200-Waste (non-renewable) | KTOE | PT | 2012 | nrg_100a | 6.0206
Imports | 4000 | 4000-Gas | KTOE | PT | 2010 | nrg_100a | 188.6153
Imports | 4000 | 4000-Gas | KTOE | RS | 2014 | nrg_100a | 46.4944
Consumption in Gas Works | 4000 | 4000-Gas | KTOE | UA | 2009 | nrg_100a | 13.8625
Consumption in Pipeline transport | 4000 | 4000-Gas | KTOE | PL | 2013 | nrg_100a | 15.42
Consumption in Pipeline transport | 4000 | 4000-Gas | KTOE | RS | 2013 | nrg_100a | 0.079549
Primary production | 2210 | 2210-Lignite/Brown Coal | KTOE | AL | 2010 | nrg_101a | 0.10048
Primary production | 2210 | 2210-Lignite/Brown Coal | KTOE | ME | 2010 | nrg_101a | 17.8483
Consumption in Coal Mines | 2210 | 2210-Lignite/Brown Coal | KTOE | PL | 2009 | nrg_101a | 0.20934
Primary production | 3105 | 3105-Crude oil (without NGL) | KTOE | AL | 2013 | nrg_102a | 48.9856
Primary production | 3105 | 3105-Crude oil (without NGL) | KTOE | UK | 2010 | nrg_102a | 2487.4407
Primary production | 3105 | 3105-Crude oil (without NGL) | KTOE | UA | 2011 | nrg_102a | 101.7895
Imports | 3270A | 3270A-Total fuel oil | KTOE | MT | 2009 | nrg_102a | 53.0384
Imports | 3270A | 3270A-Total fuel oil | KTOE | EL | 2012 | nrg_102a | 87.8391
Imports | 3270A | 3270A-Total fuel oil | KTOE | ES | 2009 | nrg_102a | 170.2018
Transformation output from Coke Ovens | 4000 | 4000-Gas | KTOE | ES | 2010 | nrg_103a | 16.0815
Consumption in Oil and gas extraction | 4000 | 4000-Gas | KTOE | FR | 2010 | nrg_103a | 0.65314
Consumption in Oil and gas extraction | 4000 | 4000-Gas | KTOE | HR | 2010 | nrg_103a | 8.0093
Consumption in Pipeline transport | 4000 | 4000-Gas | KTOE | CZ | 2013 | nrg_103a | 1.6663
Consumption in Pipeline transport | 4000 | 4000-Gas | KTOE | DE | 2013 | nrg_103a | 11.61
Consumption in Pipeline transport | 4000 | 4000-Gas | KTOE | MD | 2014 | nrg_103a | 0.26377
Primary production | 4100 | 4100-Natural gas | KTOE | AT | 2011 | nrg_103a | 57.6397
Primary production | 4100 | 4100-Natural gas | KTOE | FR | 2014 | nrg_103a | 0.52335
Primary production | 4100 | 4100-Natural gas | KTOE | HR | 2009 | nrg_103a | 91.9631
Primary production | 4100 | 4100-Natural gas | KTOE | UA | 2009 | nrg_103a | 676.5157
Imports | 4100 | 4100-Natural gas | KTOE | MK | 2012 | nrg_103a | 4.7939
Consumption in Oil and gas extraction | 4100 | 4100-Natural gas | KTOE | HU | 2013 | nrg_103a | 3.3997
Consumption in Pipeline transport | 4100 | 4100-Natural gas | KTOE | DE | 2009 | nrg_103a | 13.5317
Primary production | 4000 | 4000-Gas | KTOE | MD | 2014 | nrg_103a | 0.0041868
Imports | 4000 | 4000-Gas | KTOE | ES | 2011 | nrg_103a | 1292.8336
Imports | 4000 | 4000-Gas | KTOE | MK | 2010 | nrg_103a | 4.0026
Primary production | 5100 | 5100-Nuclear heat | KTOE | UK | 2009 | nrg_104a | 746.2594
Primary production | 7200 | 7200-Waste (non-renewable) | KTOE | AT | 2011 | nrg_108a | 32.0751
Transformation input in BKB / PB Plants | 2210 | 2210-Lignite/Brown Coal | KTOE | DE | 2012 | nrg_110a | 147.0069
Primary production | 3105 | 3105-Crude oil (without NGL) | KTOE | AL | 2011 | nrg_110a | 36.714
Primary production | 3105 | 3105-Crude oil (without NGL) | KTOE | UK | 2009 | nrg_110a | 2698.2293
Imports | 3105 | 3105-Crude oil (without NGL) | KTOE | EL | 2012 | nrg_110a | 891.3111
Imports | 3270A | 3270A-Total fuel oil | KTOE | MK | 2014 | nrg_110a | 5.0786
Primary production | 4000 | 4000-Gas | KTOE | AT | 2011 | nrg_110a | 57.6397
Primary production | 4000 | 4000-Gas | KTOE | UA | 2010 | nrg_110a | 646.0442
Consumption in Coke Ovens | 4000 | 4000-Gas | KTOE | DE | 2010 | nrg_110a | 23.7266
Consumption in Coke Ovens | 4000 | 4000-Gas | KTOE | HU | 2012 | nrg_110a | 3.0145
Transformation output from Coke Ovens | 4000 | 4000-Gas | KTOE | FR | 2012 | nrg_110a | 20.1301
Consumption in Pipeline transport | 4000 | 4000-Gas | KTOE | DE | 2011 | nrg_110a | 13.2722
Consumption in Pipeline transport | 4000 | 4000-Gas | KTOE | HU | 2014 | nrg_110a | 1.6035
Primary production | 4100 | 4100-Natural gas | KTOE | AL | 2014 | nrg_110a | 1.0383
Primary production | 4100 | 4100-Natural gas | KTOE | AT | 2013 | nrg_110a | 49.8271
Primary production | 4100 | 4100-Natural gas | KTOE | HR | 2012 | nrg_110a | 68.4458
Primary production | 4100 | 4100-Natural gas | KTOE | UA | 2009 | nrg_110a | 676.5157
Consumption in Coke Ovens | 4100 | 4100-Natural gas | KTOE | FR | 2012 | nrg_110a | 0.18003
Primary production | 5100 | 5100-Nuclear heat | KTOE | SI | 2009 | nrg_110a | 61.9814
Primary production | 4000 | 4000-Gas | KTOE | SI | 2013 | nrg_100a | 0.10886
Primary production | 4100 | 4100-Natural gas | KTOE | SI | 2012 | nrg_103a | 0.071176
Primary production | 4000 | 4000-Gas | KTOE | SI | 2013 | nrg_110a | 0.10886
Primary production | 7200 | 7200-Waste (non-renewable) | KTOE | SK | 2009 | nrg_108a | 1.9176
Primary production | 5100 | 5100-Nuclear heat | KTOE | SK | 2011 | nrg_110a | 168.6485
Primary production | 4000 | 4000-Gas | KTOE | SK | 2013 | nrg_100a | 4.371
Primary production | 3105 | 3105-Crude oil (without NGL) | KTOE | SK | 2011 | nrg_110a | 0.61127
Primary production | 5100 | 5100-Nuclear heat | KTOE | SK | 2010 | nrg_100a | 159.8981
Primary production | 4000 | 4000-Gas | KTOE | SK | 2010 | nrg_103a | 3.6969
Primary production | 7200 | 7200-Waste (non-renewable) | KTOE | TR | 2009 | nrg_100a | 1.0551
Primary production | 4000 | 4000-Gas | KTOE | TR | 2014 | nrg_100a | 16.5211
Primary production | 2210 | 2210-Lignite/Brown Coal | KTOE | TR | 2012 | nrg_110a | 574.7011
Primary production | 4100 | 4100-Natural gas | KTOE | TR | 2013 | nrg_103a | 18.5308
Primary production | 2210 | 2210-Lignite/Brown Coal | KTOE | TR | 2011 | nrg_101a | 665.2825
Imports | 3105 | 3105-Crude oil (without NGL) | KTOE | PL | 2010 | nrg_102a | 941.6364
Imports | 3270A | 3270A-Total fuel oil | KTOE | AT | 2014 | nrg_102a | 1.6412
Consumption in Oil and gas extraction | 4000 | 4000-Gas | KTOE | SI | 2009 | nrg_103a | 0.10886
Consumption in Oil and gas extraction | 4100 | 4100-Natural gas | KTOE | UA | 2012 | nrg_103a | 21.5118
Transformation input in BKB / PB Plants | 2210 | 2210-Lignite/Brown Coal | KTOE | RS | 2011 | nrg_110a | 23.1195
Imports | 3270A | 3270A-Total fuel oil | KTOE | NO | 2009 | nrg_110a | 58.3179
Consumption in Oil and gas extraction | 4000 | 4000-Gas | KTOE | SI | 2013 | nrg_110a | 0.10886
Transformation output from Gas Works | 4000 | 4000-Gas | KTOE | EE | 2011 | nrg_100a | 6.4854
Consumption in Oil and gas extraction | 4000 | 4000-Gas | KTOE | UA | 2013 | nrg_100a | 15.6293
Imports | 2210 | 2210-Lignite/Brown Coal | KTOE | RS | 2012 | nrg_101a | 8.1266
Primary production | 2210 | 2210-Lignite/Brown Coal | KTOE | PL | 2009 | nrg_101a | 509.9732
Imports | 3270A | 3270A-Total fuel oil | KTOE | PT | 2011 | nrg_102a | 15.24
Imports | 3270A | 3270A-Total fuel oil | KTOE | RS | 2009 | nrg_102a | 0.87923
Consumption in Gas Works | 4000 | 4000-Gas | KTOE | UA | 2011 | nrg_103a | 12.8367
Consumption in Coal Mines | 4100 | 4100-Natural gas | KTOE | ES | 2013 | nrg_103a | 0.033494
Consumption in Pipeline transport | 4100 | 4100-Natural gas | KTOE | TR | 2014 | nrg_103a | 12.753
Imports | 4000 | 4000-Gas | KTOE | RO | 2012 | nrg_103a | 96.1875
Imports | 4000 | 4000-Gas | KTOE | PT | 2009 | nrg_103a | 178.6256
Primary production | 7200 | 7200-Waste (non-renewable) | KTOE | PT | 2014 | nrg_108a | 6.1002
Transformation input in Coke Ovens | 2210 | 2210-Lignite/Brown Coal | KTOE | DE | 2011 | nrg_110a | 5.648
Imports | 3105 | 3105-Crude oil (without NGL) | KTOE | BG | 2010 | nrg_110a | 224.7139
Imports | 3105 | 3105-Crude oil (without NGL) | KTOE | RO | 2010 | nrg_110a | 255.9893
Imports | 3270A | 3270A-Total fuel oil | KTOE | PL | 2010 | nrg_110a | 3.4415
Imports | 4000 | 4000-Gas | KTOE | RO | 2009 | nrg_110a | 66.9093
Consumption in Pipeline transport | 4000 | 4000-Gas | KTOE | TR | 2010 | nrg_110a | 6.6738
Primary production | 4100 | 4100-Natural gas | KTOE | RO | 2011 | nrg_110a | 362.8616
Primary production | 4100 | 4100-Natural gas | KTOE | PL | 2010 | nrg_110a | 154.6185
Imports | 4100 | 4100-Natural gas | KTOE | RO | 2012 | nrg_110a | 96.1875
Consumption in Pipeline transport | 4100 | 4100-Natural gas | KTOE | SK | 2013 | nrg_110a | 8.4322
Consumption in Pipeline transport | 4100 | 4100-Natural gas | KTOE | RS | 2009 | nrg_110a | 0.10467
Primary production | 7200 | 7200-Waste (non-renewable) | KTOE | PT | 2012 | nrg_110a | 6.0206
Primary production | 7200 | 7200-Waste (non-renewable) | KTOE | RO | 2009 | nrg_100a | 0.88341
Imports | 7200 | 7200-Waste (non-renewable) | KTOE | PT | 2014 | nrg_100a | 1.0132
Consumption in Pipeline transport | 4000 | 4000-Gas | KTOE | RO | 2009 | nrg_100a | 2.2525
Imports | 2210 | 2210-Lignite/Brown Coal | KTOE | RO | 2010 | nrg_101a | 0.89598
Imports | 2210 | 2210-Lignite/Brown Coal | KTOE | EL | 2010 | nrg_101a | 0.15072
Primary production | 3105 | 3105-Crude oil (without NGL) | KTOE | HU | 2009 | nrg_102a | 32.0667
Primary production | 3105 | 3105-Crude oil (without NGL) | KTOE | MD | 2012 | nrg_102a | 0.43543
Imports | 3105 | 3105-Crude oil (without NGL) | KTOE | MK | 2010 | nrg_102a | 33.8838
Imports | 3270A | 3270A-Total fuel oil | KTOE | ME | 2013 | nrg_102a | 0.48148
Imports | 3270A | 3270A-Total fuel oil | KTOE | EE | 2014 | nrg_102a | 24.0783
Transformation input in Gas Works | 4000 | 4000-Gas | KTOE | DK | 2011 | nrg_103a | 0.56103
Transformation input in Gas Works | 4000 | 4000-Gas | KTOE | SE | 2009 | nrg_103a | 0.1591
Transformation output from Coke Ovens | 4000 | 4000-Gas | KTOE | FR | 2012 | nrg_103a | 20.1301
Transformation output from Coke Ovens | 4000 | 4000-Gas | KTOE | SK | 2009 | nrg_103a | 11.0783
Consumption in Coal Mines | 4000 | 4000-Gas | KTOE | RO | 2013 | nrg_103a | 0.016747
Consumption in Coke Ovens | 4000 | 4000-Gas | KTOE | FR | 2010 | nrg_103a | 13.6071
Consumption in Pipeline transport | 4000 | 4000-Gas | KTOE | FI | 2013 | nrg_103a | 0.24283
Consumption in Pipeline transport | 4000 | 4000-Gas | KTOE | LT | 2014 | nrg_103a | 1.0467
Consumption in Pipeline transport | 4000 | 4000-Gas | KTOE | PL | 2014 | nrg_103a | 15.1437
Imports | 4100 | 4100-Natural gas | KTOE | EL | 2014 | nrg_103a | 103.2716
Consumption in Oil and gas extraction | 4100 | 4100-Natural gas | KTOE | HR | 2014 | nrg_103a | 2.801
Consumption in Oil and gas extraction | 4100 | 4100-Natural gas | KTOE | FR | 2014 | nrg_103a | 0.90016
Consumption in Coal Mines | 4100 | 4100-Natural gas | KTOE | RO | 2014 | nrg_103a | 0.0083736
Consumption in Coke Ovens | 4100 | 4100-Natural gas | KTOE | FR | 2012 | nrg_103a | 0.18003
Consumption in Pipeline transport | 4100 | 4100-Natural gas | KTOE | FI | 2009 | nrg_103a | 0.39775
Consumption in Pipeline transport | 4100 | 4100-Natural gas | KTOE | FR | 2011 | nrg_103a | 0.01256
Primary production | 4000 | 4000-Gas | KTOE | FR | 2010 | nrg_103a | 27.0384
Imports | 4000 | 4000-Gas | KTOE | EE | 2013 | nrg_103a | 23.2326
Primary production | 7200 | 7200-Waste (non-renewable) | KTOE | HR | 2009 | nrg_108a | 0.37263
Primary production | 2210 | 2210-Lignite/Brown Coal | KTOE | MK | 2011 | nrg_110a | 59.0464
Primary production | 3105 | 3105-Crude oil (without NGL) | KTOE | AT | 2013 | nrg_110a | 35.1398
Primary production | 3105 | 3105-Crude oil (without NGL) | KTOE | MD | 2009 | nrg_110a | 0.67407
Imports | 3270A | 3270A-Total fuel oil | KTOE | EL | 2012 | nrg_110a | 87.8391
Primary production | 4000 | 4000-Gas | KTOE | HR | 2013 | nrg_110a | 63.1076
Imports | 4000 | 4000-Gas | KTOE | EE | 2009 | nrg_110a | 21.9849
Imports | 4000 | 4000-Gas | KTOE | MK | 2012 | nrg_110a | 4.7939
Transformation output from Coke Ovens | 4000 | 4000-Gas | KTOE | ES | 2010 | nrg_110a | 16.0815
Transformation output from Coke Ovens | 4000 | 4000-Gas | KTOE | PL | 2011 | nrg_110a | 69.4423
Transformation output from Coke Ovens | 4000 | 4000-Gas | KTOE | SK | 2013 | nrg_110a | 11.4258
Consumption in Pipeline transport | 4000 | 4000-Gas | KTOE | FR | 2013 | nrg_110a | 0.066989
Consumption in Pipeline transport | 4000 | 4000-Gas | KTOE | FI | 2011 | nrg_110a | 0.32238
Consumption in Pipeline transport | 4000 | 4000-Gas | KTOE | PL | 2011 | nrg_110a | 9.2989
Imports | 4100 | 4100-Natural gas | KTOE | EE | 2014 | nrg_110a | 18.2377
Consumption in Coal Mines | 4100 | 4100-Natural gas | KTOE | PL | 2013 | nrg_110a | 0.52754
Consumption in Pipeline transport | 4100 | 4100-Natural gas | KTOE | DE | 2013 | nrg_110a | 11.61
Consumption in Pipeline transport | 4100 | 4100-Natural gas | KTOE | HU | 2014 | nrg_110a | 1.6035
Consumption in Pipeline transport | 4100 | 4100-Natural gas | KTOE | LT | 2010 | nrg_110a | 0.93784
Consumption in Pipeline transport | 4100 | 4100-Natural gas | KTOE | IT | 2014 | nrg_110a | 8.7797
Consumption in Pipeline transport | 4100 | 4100-Natural gas | KTOE | MD | 2014 | nrg_110a | 0.26377
Primary production | 5100 | 5100-Nuclear heat | KTOE | BE | 2013 | nrg_110a | 460.5564
Primary production | 4000 | 4000-Gas | KTOE | FR | 2012 | nrg_100a | 18.8992
Primary production | 7200 | 7200-Waste (non-renewable) | KTOE | AT | 2009 | nrg_100a | 30.1031
Transformation output from Coke Ovens | 4000 | 4000-Gas | KTOE | ES | 2012 | nrg_100a | 12.9288
Transformation output from Coke Ovens | 4000 | 4000-Gas | KTOE | IT | 2010 | nrg_100a | 14.478
Transformation output from Coke Ovens | 4000 | 4000-Gas | KTOE | PL | 2013 | nrg_100a | 68.8436
Transformation output from Coke Ovens | 4000 | 4000-Gas | KTOE | SE | 2011 | nrg_100a | 8.4364
Transformation output from Coke Ovens | 4000 | 4000-Gas | KTOE | TR | 2012 | nrg_100a | 26.2429
Imports | 4000 | 4000-Gas | KTOE | EE | 2012 | nrg_100a | 22.8348
Transformation input in Gas Works | 4000 | 4000-Gas | KTOE | DK | 2009 | nrg_100a | 0.57778
Consumption in Pipeline transport | 4000 | 4000-Gas | KTOE | CZ | 2013 | nrg_100a | 1.6663
Consumption in Pipeline transport | 4000 | 4000-Gas | KTOE | EL | 2009 | nrg_100a | 0.01256
Primary production | 5100 | 5100-Nuclear heat | KTOE | SI | 2013 | nrg_110a | 57.2419
Primary production | 5100 | 5100-Nuclear heat | KTOE | SI | 2010 | nrg_104a | 61.0938
Primary production | 2210 | 2210-Lignite/Brown Coal | KTOE | SI | 2011 | nrg_101a | 50.2625
Primary production | 7200 | 7200-Waste (non-renewable) | KTOE | SK | 2013 | nrg_108a | 5.6145
Primary production | 5100 | 5100-Nuclear heat | KTOE | SK | 2014 | nrg_100a | 169.1844
Primary production | 4000 | 4000-Gas | KTOE | SK | 2014 | nrg_103a | 3.5085
Primary production | 4000 | 4000-Gas | KTOE | SK | 2012 | nrg_110a | 5.3256
Primary production | 7200 | 7200-Waste (non-renewable) | KTOE | TR | 2013 | nrg_100a | 1.2142
Transformation input in BKB / PB Plants | 2210 | 2210-Lignite/Brown Coal | KTOE | RS | 2009 | nrg_101a | 9.5166
Imports | 3105 | 3105-Crude oil (without NGL) | KTOE | PL | 2014 | nrg_102a | 973.1756
Transformation output from Gas Works | 4000 | 4000-Gas | KTOE | EE | 2009 | nrg_103a | 5.7234
Consumption in Oil and gas extraction | 4000 | 4000-Gas | KTOE | SI | 2013 | nrg_103a | 0.10886
Primary production | 4100 | 4100-Natural gas | KTOE | NO | 2010 | nrg_103a | 3986.1727
Imports | 4100 | 4100-Natural gas | KTOE | PL | 2011 | nrg_103a | 404.5872
Consumption in Oil and gas extraction | 4100 | 4100-Natural gas | KTOE | SK | 2011 | nrg_103a | 0.51498
Imports | 2210 | 2210-Lignite/Brown Coal | KTOE | PL | 2010 | nrg_110a | 0.20934
Imports | 3270A | 3270A-Total fuel oil | KTOE | NO | 2013 | nrg_110a | 79.5994
Primary production | 4000 | 4000-Gas | KTOE | NO | 2012 | nrg_110a | 4219.0425
Consumption in Oil and gas extraction | 4000 | 4000-Gas | KTOE | SK | 2009 | nrg_110a | 0.51079
Transformation output from Gas Works | 4000 | 4000-Gas | KTOE | CZ | 2011 | nrg_110a | 16.1652
Transformation input in Coke Ovens | 2210 | 2210-Lignite/Brown Coal | KTOE | DE | 2011 | nrg_101a | 5.648
Primary production | 2210 | 2210-Lignite/Brown Coal | KTOE | PL | 2013 | nrg_101a | 549.1826
Imports | 3105 | 3105-Crude oil (without NGL) | KTOE | CZ | 2012 | nrg_102a | 301.1942
Imports | 3105 | 3105-Crude oil (without NGL) | KTOE | SE | 2010 | nrg_102a | 821.2827
Imports | 3270A | 3270A-Total fuel oil | KTOE | CY | 2010 | nrg_102a | 52.6783
Consumption in Pipeline transport | 4000 | 4000-Gas | KTOE | TR | 2010 | nrg_103a | 6.6738
Consumption in Pipeline transport | 4000 | 4000-Gas | KTOE | UA | 2010 | nrg_103a | 136.1087
Imports | 4100 | 4100-Natural gas | KTOE | RO | 2012 | nrg_103a | 96.1875
Consumption in Gas Works | 4100 | 4100-Natural gas | KTOE | UA | 2009 | nrg_103a | 13.8625
Consumption in Pipeline transport | 4100 | 4100-Natural gas | KTOE | RO | 2011 | nrg_103a | 0.38937
Imports | 4000 | 4000-Gas | KTOE | BG | 2010 | nrg_103a | 89.2207
Primary production | 2210 | 2210-Lignite/Brown Coal | KTOE | ME | 2010 | nrg_110a | 17.8483
Primary production | 2210 | 2210-Lignite/Brown Coal | KTOE | PL | 2012 | nrg_110a | 533.1387
Imports | 2210 | 2210-Lignite/Brown Coal | KTOE | CY | 2012 | nrg_110a | 0.0041868
Primary production | 3105 | 3105-Crude oil (without NGL) | KTOE | MD | 2013 | nrg_110a | 0.33913
Imports | 3105 | 3105-Crude oil (without NGL) | KTOE | BG | 2014 | nrg_110a | 207.0331
Imports | 3105 | 3105-Crude oil (without NGL) | KTOE | RO | 2014 | nrg_110a | 289.5214
Imports | 3270A | 3270A-Total fuel oil | KTOE | CY | 2009 | nrg_110a | 54.24
Imports | 3270A | 3270A-Total fuel oil | KTOE | RS | 2011 | nrg_110a | 0.1591
Imports | 4000 | 4000-Gas | KTOE | BG | 2010 | nrg_110a | 89.2207
Imports | 4000 | 4000-Gas | KTOE | RO | 2013 | nrg_110a | 48.7846
Consumption in Gas Works | 4000 | 4000-Gas | KTOE | SE | 2009 | nrg_110a | 0.21353
Consumption in Pipeline transport | 4000 | 4000-Gas | KTOE | TR | 2014 | nrg_110a | 12.753
Primary production | 4100 | 4100-Natural gas | KTOE | PL | 2014 | nrg_110a | 156.0127
Consumption in Pipeline transport | 4100 | 4100-Natural gas | KTOE | TR | 2012 | nrg_110a | 6.6151
Consumption in Pipeline transport | 4100 | 4100-Natural gas | KTOE | RS | 2013 | nrg_110a | 0.079549
Primary production | 7200 | 7200-Waste (non-renewable) | KTOE | LV | 2009 | nrg_110a | 0.087923
Primary production | 4000 | 4000-Gas | KTOE | RO | 2009 | nrg_100a | 374.2329
Primary production | 7200 | 7200-Waste (non-renewable) | KTOE | RO | 2013 | nrg_100a | 1.704
Imports | 4000 | 4000-Gas | KTOE | BG | 2009 | nrg_100a | 89.2165
Consumption in Pipeline transport | 4000 | 4000-Gas | KTOE | RO | 2013 | nrg_100a | 0.11723
Consumption in Pipeline transport | 4000 | 4000-Gas | KTOE | SK | 2010 | nrg_100a | 16.1862
Consumption in Pipeline transport | 4000 | 4000-Gas | KTOE | UA | 2010 | nrg_100a | 136.1087
Imports | 2210 | 2210-Lignite/Brown Coal | KTOE | RO | 2014 | nrg_101a | 3.5839
Imports | 2210 | 2210-Lignite/Brown Coal | KTOE | EL | 2014 | nrg_101a | 0.10467
Primary production | 3105 | 3105-Crude oil (without NGL) | KTOE | HU | 2013 | nrg_102a | 22.5082
Primary production | 3105 | 3105-Crude oil (without NGL) | KTOE | HR | 2012 | nrg_102a | 23.3205
Primary production | 3105 | 3105-Crude oil (without NGL) | KTOE | FR | 2009 | nrg_102a | 38.305
Imports | 3270A | 3270A-Total fuel oil | KTOE | MK | 2012 | nrg_102a | 5.3214
Transformation output from Coke Ovens | 4000 | 4000-Gas | KTOE | HU | 2012 | nrg_103a | 8.4364
Consumption in Oil and gas extraction | 4000 | 4000-Gas | KTOE | HU | 2014 | nrg_103a | 0.87923
Consumption in Coke Ovens | 4000 | 4000-Gas | KTOE | FR | 2014 | nrg_103a | 14.0383
Consumption in Pipeline transport | 4000 | 4000-Gas | KTOE | HU | 2011 | nrg_103a | 2.085
Consumption in Pipeline transport | 4000 | 4000-Gas | KTOE | IT | 2012 | nrg_103a | 5.401
Primary production | 4100 | 4100-Natural gas | KTOE | AL | 2009 | nrg_103a | 0.30982
Primary production | 4100 | 4100-Natural gas | KTOE | UK | 2009 | nrg_103a | 2250.3045
Imports | 4100 | 4100-Natural gas | KTOE | ES | 2011 | nrg_103a | 1292.8336
Consumption in Coke Ovens | 4100 | 4100-Natural gas | KTOE | HU | 2010 | nrg_103a | 0.046055
Consumption in Pipeline transport | 4100 | 4100-Natural gas | KTOE | CZ | 2009 | nrg_103a | 2.7424
Consumption in Pipeline transport | 4100 | 4100-Natural gas | KTOE | FI | 2013 | nrg_103a | 0.24283
Primary production | 4000 | 4000-Gas | KTOE | HR | 2011 | nrg_103a | 84.0291
Primary production | 4000 | 4000-Gas | KTOE | FR | 2014 | nrg_103a | 0.52335
Primary production | 4000 | 4000-Gas | KTOE | UK | 2013 | nrg_103a | 1376.2137
Imports | 4000 | 4000-Gas | KTOE | PL | 2012 | nrg_103a | 420.4971
Imports | 4000 | 4000-Gas | KTOE | PT | 2013 | nrg_103a | 159.6385
Primary production | 7200 | 7200-Waste (non-renewable) | KTOE | HR | 2013 | nrg_108a | 0.36425
Primary production | 2210 | 2210-Lignite/Brown Coal | KTOE | HU | 2009 | nrg_110a | 65.1466
Imports | 2210 | 2210-Lignite/Brown Coal | KTOE | EL | 2012 | nrg_110a | 0.54428
Imports | 2210 | 2210-Lignite/Brown Coal | KTOE | MK | 2010 | nrg_110a | 0.26377
Imports | 2210 | 2210-Lignite/Brown Coal | KTOE | RO | 2009 | nrg_110a | 1.524
Consumption in Coal Mines | 2210 | 2210-Lignite/Brown Coal | KTOE | RO | 2012 | nrg_110a | 0.050242
Primary production | 3105 | 3105-Crude oil (without NGL) | KTOE | HU | 2012 | nrg_110a | 24.2332
Imports | 3105 | 3105-Crude oil (without NGL) | KTOE | MK | 2009 | nrg_110a | 40.1933
Imports | 3270A | 3270A-Total fuel oil | KTOE | EE | 2011 | nrg_110a | 6.7617
Imports | 3270A | 3270A-Total fuel oil | KTOE | ME | 2011 | nrg_110a | 0.40193
Imports | 3270A | 3270A-Total fuel oil | KTOE | PL | 2014 | nrg_110a | 2.8805
Imports | 3270A | 3270A-Total fuel oil | KTOE | MT | 2009 | nrg_110a | 53.0384
Primary production | 4000 | 4000-Gas | KTOE | AL | 2010 | nrg_110a | 0.48567
Imports | 4000 | 4000-Gas | KTOE | EE | 2013 | nrg_110a | 23.2326
Imports | 4000 | 4000-Gas | KTOE | ES | 2009 | nrg_110a | 1330.2971
Imports | 4000 | 4000-Gas | KTOE | PL | 2010 | nrg_110a | 373.1234
Consumption in Coal Mines | 4000 | 4000-Gas | KTOE | RO | 2012 | nrg_110a | 0.075362
Transformation output from Coke Ovens | 4000 | 4000-Gas | KTOE | ES | 2014 | nrg_110a | 11.4216
Transformation output from Coke Ovens | 4000 | 4000-Gas | KTOE | FI | 2010 | nrg_110a | 6.992
Transformation output from Coke Ovens | 4000 | 4000-Gas | KTOE | IT | 2012 | nrg_110a | 27.3189
Consumption in Pipeline transport | 4000 | 4000-Gas | KTOE | CZ | 2011 | nrg_110a | 2.6293
Consumption in Pipeline transport | 4000 | 4000-Gas | KTOE | IT | 2014 | nrg_110a | 8.7797
Primary production | 4100 | 4100-Natural gas | KTOE | HU | 2011 | nrg_110a | 88.5634
Primary production | 4100 | 4100-Natural gas | KTOE | UK | 2009 | nrg_110a | 2250.3045
Consumption in Oil and gas extraction | 4100 | 4100-Natural gas | KTOE | HU | 2013 | nrg_110a | 3.3997
Consumption in Pipeline transport | 4100 | 4100-Natural gas | KTOE | FR | 2009 | nrg_110a | 0.016747
Consumption in Pipeline transport | 4100 | 4100-Natural gas | KTOE | LT | 2014 | nrg_110a | 1.0467
Primary production | 7200 | 7200-Waste (non-renewable) | KTOE | AT | 2011 | nrg_110a | 32.0751
Primary production | 7200 | 7200-Waste (non-renewable) | KTOE | HR | 2009 | nrg_110a | 0.37263
Imports | 7200 | 7200-Waste (non-renewable) | KTOE | PT | 2011 | nrg_110a | 1.2895
Primary production | 7200 | 7200-Waste (non-renewable) | KTOE | AT | 2013 | nrg_100a | 27.4026
Transformation output from Coke Ovens | 4000 | 4000-Gas | KTOE | FI | 2012 | nrg_100a | 8.0345
Primary production | 5100 | 5100-Nuclear heat | KTOE | SI | 2013 | nrg_104a | 57.2419
Primary production | 7200 | 7200-Waste (non-renewable) | KTOE | SI | 2011 | nrg_110a | 1.2267
Primary production | 2210 | 2210-Lignite/Brown Coal | KTOE | SI | 2014 | nrg_101a | 34.2522
Primary production | 2210 | 2210-Lignite/Brown Coal | KTOE | SK | 2010 | nrg_110a | 25.6818
Primary production | 4100 | 4100-Natural gas | KTOE | SK | 2011 | nrg_103a | 4.304
Primary production | 2210 | 2210-Lignite/Brown Coal | KTOE | SK | 2009 | nrg_101a | 27.3524
Primary production | 7200 | 7200-Waste (non-renewable) | KTOE | TR | 2010 | nrg_110a | 1.4947
Imports | 2210 | 2210-Lignite/Brown Coal | KTOE | PL | 2010 | nrg_101a | 0.20934
Transformation input in BKB / PB Plants | 2210 | 2210-Lignite/Brown Coal | KTOE | RS | 2012 | nrg_101a | 17.773
Transformation output from Gas Works | 4000 | 4000-Gas | KTOE | EE | 2012 | nrg_103a | 6.6779
Primary production | 4100 | 4100-Natural gas | KTOE | NO | 2013 | nrg_103a | 4002.6687
Imports | 4100 | 4100-Natural gas | KTOE | PL | 2014 | nrg_103a | 406.5048
Consumption in Oil and gas extraction | 4100 | 4100-Natural gas | KTOE | SI | 2010 | nrg_103a | 0.25121
Consumption in Oil and gas extraction | 4100 | 4100-Natural gas | KTOE | SK | 2014 | nrg_103a | 0.3475
Primary production | 4000 | 4000-Gas | KTOE | NO | 2009 | nrg_103a | 3888.3188
Imports | 2210 | 2210-Lignite/Brown Coal | KTOE | PL | 2013 | nrg_110a | 1.637
Imports | 3105 | 3105-Crude oil (without NGL) | KTOE | AL | 2014 | nrg_110a | 1.8841
Imports | 3105 | 3105-Crude oil (without NGL) | KTOE | NO | 2010 | nrg_110a | 63.0532
Consumption in Oil and gas extraction | 4000 | 4000-Gas | KTOE | SK | 2012 | nrg_110a | 0.61965
Transformation output from Gas Works | 4000 | 4000-Gas | KTOE | CZ | 2014 | nrg_110a | 15.5205
Primary production | 7200 | 7200-Waste (non-renewable) | KTOE | PL | 2011 | nrg_100a | 18.447
Imports | 4000 | 4000-Gas | KTOE | PL | 2009 | nrg_100a | 341.5047
Transformation output from Gas Works | 4000 | 4000-Gas | KTOE | CZ | 2010 | nrg_100a | 15.9517
Transformation input in Coke Ovens | 2210 | 2210-Lignite/Brown Coal | KTOE | DE | 2014 | nrg_101a | 5.694
Primary production | 3105 | 3105-Crude oil (without NGL) | KTOE | RO | 2009 | nrg_102a | 190.7171
Imports | 3105 | 3105-Crude oil (without NGL) | KTOE | SE | 2013 | nrg_102a | 685.2326
Imports | 3270A | 3270A-Total fuel oil | KTOE | CY | 2013 | nrg_102a | 33.2013
Consumption in Pipeline transport | 4000 | 4000-Gas | KTOE | TR | 2013 | nrg_103a | 9.8222
Consumption in Pipeline transport | 4000 | 4000-Gas | KTOE | UA | 2013 | nrg_103a | 94.5631
Consumption in Gas Works | 4100 | 4100-Natural gas | KTOE | UA | 2012 | nrg_103a | 13.4061
Consumption in Pipeline transport | 4100 | 4100-Natural gas | KTOE | RO | 2014 | nrg_103a | 0.14235
Consumption in Pipeline transport | 4100 | 4100-Natural gas | KTOE | UA | 2011 | nrg_103a | 136.6027
Primary production | 4000 | 4000-Gas | KTOE | PL | 2010 | nrg_103a | 154.6185
Imports | 4000 | 4000-Gas | KTOE | BG | 2013 | nrg_103a | 93.1856
Primary production | 2210 | 2210-Lignite/Brown Coal | KTOE | ME | 2013 | nrg_110a | 15.5833
Primary production | 3105 | 3105-Crude oil (without NGL) | KTOE | PL | 2009 | nrg_110a | 28.7926
Primary production | 3105 | 3105-Crude oil (without NGL) | KTOE | RO | 2010 | nrg_110a | 183.2646
Imports | 3105 | 3105-Crude oil (without NGL) | KTOE | RS | 2011 | nrg_110a | 59.7038
Imports | 3270A | 3270A-Total fuel oil | KTOE | CY | 2012 | nrg_110a | 42.8812
Imports | 3270A | 3270A-Total fuel oil | KTOE | RS | 2014 | nrg_110a | 0.12142
Primary production | 4000 | 4000-Gas | KTOE | MD | 2014 | nrg_110a | 0.0041868
Imports | 4000 | 4000-Gas | KTOE | BG | 2013 | nrg_110a | 93.1856
Consumption in Pipeline transport | 4000 | 4000-Gas | KTOE | RO | 2010 | nrg_110a | 0.43543
Consumption in Pipeline transport | 4000 | 4000-Gas | KTOE | UA | 2009 | nrg_110a | 137.2475
Consumption in Gas Works | 4100 | 4100-Natural gas | KTOE | UA | 2011 | nrg_110a | 12.8367
Primary production | 7200 | 7200-Waste (non-renewable) | KTOE | LV | 2012 | nrg_110a | 0.13398
Primary production | 4000 | 4000-Gas | KTOE | PL | 2011 | nrg_100a | 161.1834
Primary production | 4000 | 4000-Gas | KTOE | RO | 2012 | nrg_100a | 363.5273
Primary production | 7200 | 7200-Waste (non-renewable) | KTOE | PT | 2009 | nrg_100a | 5.849
Imports | 4000 | 4000-Gas | KTOE | BG | 2012 | nrg_100a | 85.528
Imports | 4000 | 4000-Gas | KTOE | RS | 2011 | nrg_100a | 58.2593
Consumption in Coal Mines | 4000 | 4000-Gas | KTOE | ES | 2012 | nrg_100a | 0.041868
Consumption in Pipeline transport | 4000 | 4000-Gas | KTOE | PL | 2010 | nrg_100a | 9.2696
Consumption in Pipeline transport | 4000 | 4000-Gas | KTOE | RS | 2010 | nrg_100a | 0.10467
Consumption in Pipeline transport | 4000 | 4000-Gas | KTOE | SK | 2013 | nrg_100a | 8.4322
Consumption in Pipeline transport | 4000 | 4000-Gas | KTOE | UA | 2013 | nrg_100a | 94.5631
Primary production | 3105 | 3105-Crude oil (without NGL) | KTOE | AL | 2010 | nrg_102a | 31.0074
Primary production | 3105 | 3105-Crude oil (without NGL) | KTOE | FR | 2012 | nrg_102a | 34.3192
Imports | 3270A | 3270A-Total fuel oil | KTOE | EL | 2009 | nrg_102a | 73.8007
Transformation output from Coke Ovens | 4000 | 4000-Gas | KTOE | NL | 2012 | nrg_103a | 15.9224
Transformation output from Coke Ovens | 4000 | 4000-Gas | KTOE | RO | 2010 | nrg_103a | 0.01256
Consumption in Oil and gas extraction | 4000 | 4000-Gas | KTOE | LT | 2010 | nrg_103a | 0.0041868
Consumption in Pipeline transport | 4000 | 4000-Gas | KTOE | DE | 2010 | nrg_103a | 15.173
Consumption in Pipeline transport | 4000 | 4000-Gas | KTOE | CZ | 2010 | nrg_103a | 2.7382
Consumption in Pipeline transport | 4000 | 4000-Gas | KTOE | HU | 2014 | nrg_103a | 1.6035
Consumption in Pipeline transport | 4000 | 4000-Gas | KTOE | MD | 2009 | nrg_103a | 0.13816
Primary production | 4100 | 4100-Natural gas | KTOE | AL | 2012 | nrg_103a | 0.55266
Primary production | 4100 | 4100-Natural gas | KTOE | FR | 2011 | nrg_103a | 21.1726
Imports | 4100 | 4100-Natural gas | KTOE | ES | 2014 | nrg_103a | 1325.3357
Imports | 4100 | 4100-Natural gas | KTOE | MK | 2009 | nrg_103a | 2.6963
Consumption in Oil and gas extraction | 4100 | 4100-Natural gas | KTOE | IT | 2009 | nrg_103a | 8.2731
Consumption in Oil and gas extraction | 4100 | 4100-Natural gas | KTOE | LT | 2014 | nrg_103a | 0.0041868
Consumption in Coke Ovens | 4100 | 4100-Natural gas | KTOE | HU | 2013 | nrg_103a | 0.041868
Consumption in Pipeline transport | 4100 | 4100-Natural gas | KTOE | CZ | 2012 | nrg_103a | 1.6161
Primary production | 4000 | 4000-Gas | KTOE | HR | 2014 | nrg_103a | 60.4448
Primary production | 2210 | 2210-Lignite/Brown Coal | KTOE | HU | 2012 | nrg_110a | 67.2609
Transformation input in BKB / PB Plants | 2210 | 2210-Lignite/Brown Coal | KTOE | DE | 2009 | nrg_110a | 100.4455
Imports | 2210 | 2210-Lignite/Brown Coal | KTOE | MK | 2013 | nrg_110a | 1.0969
Imports | 2210 | 2210-Lignite/Brown Coal | KTOE | RO | 2012 | nrg_110a | 0.037681
Imports | 3105 | 3105-Crude oil (without NGL) | KTOE | EL | 2009 | nrg_110a | 751.4594
Imports | 3105 | 3105-Crude oil (without NGL) | KTOE | MK | 2012 | nrg_110a | 10.2995
Imports | 3105 | 3105-Crude oil (without NGL) | KTOE | PT | 2009 | nrg_110a | 437.8304
Imports | 3270A | 3270A-Total fuel oil | KTOE | EE | 2014 | nrg_110a | 24.0783
Imports | 3270A | 3270A-Total fuel oil | KTOE | ME | 2014 | nrg_110a | 0.1591
Imports | 3270A | 3270A-Total fuel oil | KTOE | MK | 2011 | nrg_110a | 0.3182
Primary production | 4000 | 4000-Gas | KTOE | AL | 2013 | nrg_110a | 0.61127
Imports | 4000 | 4000-Gas | KTOE | ES | 2012 | nrg_110a | 1277.175
Imports | 4000 | 4000-Gas | KTOE | PL | 2013 | nrg_110a | 429.9509
Imports | 4000 | 4000-Gas | KTOE | PT | 2011 | nrg_110a | 189.8002
Consumption in Coke Ovens | 4000 | 4000-Gas | KTOE | HU | 2009 | nrg_110a | 2.8805
Transformation output from Coke Ovens | 4000 | 4000-Gas | KTOE | FI | 2013 | nrg_110a | 7.486
Transformation output from Coke Ovens | 4000 | 4000-Gas | KTOE | FR | 2009 | nrg_110a | 22.391
Transformation output from Coke Ovens | 4000 | 4000-Gas | KTOE | SE | 2010 | nrg_110a | 7.666
Transformation output from Coke Ovens | 4000 | 4000-Gas | KTOE | TR | 2011 | nrg_110a | 23.9778
Consumption in Pipeline transport | 4000 | 4000-Gas | KTOE | CZ | 2014 | nrg_110a | 1.5072
Consumption in Pipeline transport | 4000 | 4000-Gas | KTOE | HU | 2011 | nrg_110a | 2.085
Consumption in Pipeline transport | 4000 | 4000-Gas | KTOE | MD | 2013 | nrg_110a | 0.20097
Primary production | 4100 | 4100-Natural gas | KTOE | AL | 2011 | nrg_110a | 0.50242
Primary production | 4100 | 4100-Natural gas | KTOE | AT | 2010 | nrg_110a | 58.4938
Primary production | 4100 | 4100-Natural gas | KTOE | HU | 2014 | nrg_110a | 60.1769
Primary production | 4100 | 4100-Natural gas | KTOE | HR | 2009 | nrg_110a | 91.9631
Consumption in Oil and gas extraction | 4100 | 4100-Natural gas | KTOE | LT | 2012 | nrg_110a | 0.0041868
Consumption in Coke Ovens | 4100 | 4100-Natural gas | KTOE | FR | 2009 | nrg_110a | 0.075362
Consumption in Coke Ovens | 4100 | 4100-Natural gas | KTOE | UK | 2011 | nrg_110a | 1.4696
Consumption in Pipeline transport | 4100 | 4100-Natural gas | KTOE | FR | 2012 | nrg_110a | 0.033494
Consumption in Pipeline transport | 4100 | 4100-Natural gas | KTOE | FI | 2010 | nrg_110a | 0.39775
Primary production | 7200 | 7200-Waste (non-renewable) | KTOE | AT | 2014 | nrg_110a | 29.3495
Primary production | 7200 | 7200-Waste (non-renewable) | KTOE | SI | 2013 | nrg_110a | 1.4528
Primary production | 4000 | 4000-Gas | KTOE | SI | 2010 | nrg_103a | 0.25121
Primary production | 2210 | 2210-Lignite/Brown Coal | KTOE | SK | 2012 | nrg_110a | 23.7559
Primary production | 4100 | 4100-Natural gas | KTOE | SK | 2013 | nrg_103a | 4.371
Primary production | 2210 | 2210-Lignite/Brown Coal | KTOE | SK | 2011 | nrg_101a | 25.1878
Primary production | 7200 | 7200-Waste (non-renewable) | KTOE | TR | 2010 | nrg_108a | 1.4947
Primary production | 4100 | 4100-Natural gas | KTOE | TR | 2009 | nrg_110a | 23.601
Primary production | 7200 | 7200-Waste (non-renewable) | KTOE | TR | 2012 | nrg_110a | 1.5659
Imports | 2210 | 2210-Lignite/Brown Coal | KTOE | PL | 2012 | nrg_101a | 1.2477
Transformation input in BKB / PB Plants | 2210 | 2210-Lignite/Brown Coal | KTOE | RS | 2014 | nrg_101a | 6.5523
Imports | 3105 | 3105-Crude oil (without NGL) | KTOE | AT | 2009 | nrg_102a | 309.5301
Imports | 3105 | 3105-Crude oil (without NGL) | KTOE | NO | 2009 | nrg_102a | 42.0438
Consumption in Oil and gas extraction | 3270A | 3270A-Total fuel oil | KTOE | UA | 2011 | nrg_102a | 0.041868
Transformation output from Gas Works | 4000 | 4000-Gas | KTOE | EE | 2014 | nrg_103a | 6.4812
Consumption in Oil and gas extraction | 4100 | 4100-Natural gas | KTOE | SI | 2012 | nrg_103a | 0.071176
Imports | 3105 | 3105-Crude oil (without NGL) | KTOE | NO | 2012 | nrg_110a | 56.8567
Imports | 3270A | 3270A-Total fuel oil | KTOE | AL | 2010 | nrg_110a | 0.20097
Consumption in Oil and gas extraction | 4000 | 4000-Gas | KTOE | SK | 2014 | nrg_110a | 0.3475
Consumption in Oil and gas extraction | 4100 | 4100-Natural gas | KTOE | SI | 2010 | nrg_110a | 0.25121
Imports | 4000 | 4000-Gas | KTOE | PL | 2011 | nrg_100a | 404.5872
Transformation output from Gas Works | 4000 | 4000-Gas | KTOE | CZ | 2012 | nrg_100a | 15.2274
Consumption in Oil and gas extraction | 4000 | 4000-Gas | KTOE | SK | 2010 | nrg_100a | 0.68664
Primary production | 2210 | 2210-Lignite/Brown Coal | KTOE | ME | 2009 | nrg_101a | 8.8132
Imports | 3105 | 3105-Crude oil (without NGL) | KTOE | PT | 2009 | nrg_102a | 437.8304
Imports | 3270A | 3270A-Total fuel oil | KTOE | EL | 2011 | nrg_102a | 74.0812
Transformation output from Coke Ovens | 4000 | 4000-Gas | KTOE | ES | 2009 | nrg_103a | 12.954
Consumption in Oil and gas extraction | 4000 | 4000-Gas | KTOE | FR | 2009 | nrg_103a | 0.6029
Consumption in Oil and gas extraction | 4000 | 4000-Gas | KTOE | HR | 2009 | nrg_103a | 6.6905
Consumption in Pipeline transport | 4000 | 4000-Gas | KTOE | MD | 2013 | nrg_103a | 0.20097
Consumption in Pipeline transport | 4000 | 4000-Gas | KTOE | SK | 2010 | nrg_103a | 16.1862
Consumption in Gas Works | 4100 | 4100-Natural gas | KTOE | UA | 2014 | nrg_103a | 14.0676
Consumption in Pipeline transport | 4100 | 4100-Natural gas | KTOE | PL | 2010 | nrg_103a | 9.2696
Consumption in Pipeline transport | 4100 | 4100-Natural gas | KTOE | UA | 2013 | nrg_103a | 94.5631
Primary production | 4000 | 4000-Gas | KTOE | MD | 2013 | nrg_103a | 0.0041868
Transformation input in BKB / PB Plants | 2210 | 2210-Lignite/Brown Coal | KTOE | DE | 2011 | nrg_110a | 142.1921
Imports | 2210 | 2210-Lignite/Brown Coal | KTOE | RO | 2014 | nrg_110a | 3.5839
Imports | 3105 | 3105-Crude oil (without NGL) | KTOE | EL | 2011 | nrg_110a | 703.0935
Imports | 3105 | 3105-Crude oil (without NGL) | KTOE | PT | 2011 | nrg_110a | 439.727
Imports | 4000 | 4000-Gas | KTOE | PT | 2013 | nrg_110a | 159.6385
Consumption in Coke Ovens | 4000 | 4000-Gas | KTOE | HU | 2011 | nrg_110a | 3.0229
Transformation output from Coke Ovens | 4000 | 4000-Gas | KTOE | FR | 2011 | nrg_110a | 19.3974
Consumption in Pipeline transport | 4000 | 4000-Gas | KTOE | RO | 2012 | nrg_110a | 0.39775
Consumption in Pipeline transport | 4000 | 4000-Gas | KTOE | SK | 2009 | nrg_110a | 17.0486
Consumption in Pipeline transport | 4000 | 4000-Gas | KTOE | UA | 2011 | nrg_110a | 136.6027
Consumption in Coke Ovens | 4100 | 4100-Natural gas | KTOE | FR | 2011 | nrg_110a | 0.87085
Consumption in Coke Ovens | 4100 | 4100-Natural gas | KTOE | UK | 2013 | nrg_110a | 1.1765
Consumption in Gas Works | 4100 | 4100-Natural gas | KTOE | UA | 2013 | nrg_110a | 14.7752
Consumption in Pipeline transport | 4100 | 4100-Natural gas | KTOE | RO | 2010 | nrg_110a | 0.43543
Primary production | 7200 | 7200-Waste (non-renewable) | KTOE | LV | 2014 | nrg_110a | 0.33913
Transformation output from Coke Ovens | 4000 | 4000-Gas | KTOE | FR | 2013 | nrg_100a | 21.8677
Transformation output from Coke Ovens | 4000 | 4000-Gas | KTOE | HU | 2009 | nrg_100a | 5.8364
Imports | 4000 | 4000-Gas | KTOE | PT | 2009 | nrg_100a | 178.6256
Consumption in Coke Ovens | 4000 | 4000-Gas | KTOE | FR | 2012 | nrg_100a | 13.1298
Consumption in Pipeline transport | 4000 | 4000-Gas | KTOE | LT | 2013 | nrg_100a | 1.0718
Consumption in Pipeline transport | 4000 | 4000-Gas | KTOE | PL | 2012 | nrg_100a | 10.8061
Consumption in Pipeline transport | 4000 | 4000-Gas | KTOE | RS | 2012 | nrg_100a | 0.037681
Primary production | 2210 | 2210-Lignite/Brown Coal | KTOE | AL | 2009 | nrg_101a | 0.10048
Primary production | 3105 | 3105-Crude oil (without NGL) | KTOE | AL | 2012 | nrg_102a | 42.8896
Primary production | 3105 | 3105-Crude oil (without NGL) | KTOE | FR | 2014 | nrg_102a | 32.7031
Primary production | 3105 | 3105-Crude oil (without NGL) | KTOE | UK | 2009 | nrg_102a | 2698.2293
Primary production | 3105 | 3105-Crude oil (without NGL) | KTOE | UA | 2010 | nrg_102a | 110.3222
Transformation output from Coke Ovens | 4000 | 4000-Gas | KTOE | NL | 2014 | nrg_103a | 16.2867
Transformation output from Coke Ovens | 4000 | 4000-Gas | KTOE | PL | 2010 | nrg_103a | 73.0094
Transformation output from Coke Ovens | 4000 | 4000-Gas | KTOE | TR | 2009 | nrg_103a | 23.7015
Consumption in Oil and gas extraction | 4000 | 4000-Gas | KTOE | LT | 2012 | nrg_103a | 0.0041868
Consumption in Coal Mines | 4000 | 4000-Gas | KTOE | PL | 2011 | nrg_103a | 0.62383
Consumption in Pipeline transport | 4000 | 4000-Gas | KTOE | CZ | 2012 | nrg_103a | 1.6161
Consumption in Pipeline transport | 4000 | 4000-Gas | KTOE | DE | 2012 | nrg_103a | 12.6818
Consumption in Pipeline transport | 4000 | 4000-Gas | KTOE | EL | 2010 | nrg_103a | 0.01256
Primary production | 4100 | 4100-Natural gas | KTOE | AT | 2010 | nrg_103a | 58.4938
Primary production | 4100 | 4100-Natural gas | KTOE | AL | 2014 | nrg_103a | 1.0383
Primary production | 4100 | 4100-Natural gas | KTOE | FR | 2013 | nrg_103a | 12.1124
Primary production | 4100 | 4100-Natural gas | KTOE | UK | 2014 | nrg_103a | 1378.7467
Imports | 4100 | 4100-Natural gas | KTOE | MK | 2011 | nrg_103a | 4.618
Imports | 4100 | 4100-Natural gas | KTOE | NL | 2012 | nrg_103a | 782.7683
Transformation input in Gas Works | 4100 | 4100-Natural gas | KTOE | SE | 2010 | nrg_103a | 0.1591
Consumption in Oil and gas extraction | 4100 | 4100-Natural gas | KTOE | IT | 2011 | nrg_103a | 33.6074
Consumption in Coal Mines | 4100 | 4100-Natural gas | KTOE | PL | 2013 | nrg_103a | 0.52754
Consumption in Pipeline transport | 4100 | 4100-Natural gas | KTOE | CZ | 2014 | nrg_103a | 1.5072
Imports | 4000 | 4000-Gas | KTOE | ES | 2010 | nrg_103a | 1337.8836
Imports | 4000 | 4000-Gas | KTOE | MK | 2009 | nrg_103a | 2.6963
Primary production | 7200 | 7200-Waste (non-renewable) | KTOE | AT | 2010 | nrg_108a | 29.496
Primary production | 2210 | 2210-Lignite/Brown Coal | KTOE | HU | 2014 | nrg_110a | 66.4864
Primary production | 3105 | 3105-Crude oil (without NGL) | KTOE | AL | 2010 | nrg_110a | 31.0074
Primary production | 3105 | 3105-Crude oil (without NGL) | KTOE | ES | 2014 | nrg_110a | 12.7153
Imports | 3105 | 3105-Crude oil (without NGL) | KTOE | NL | 2013 | nrg_110a | 1881.6442
Imports | 3270A | 3270A-Total fuel oil | KTOE | MK | 2013 | nrg_110a | 5.0409
Imports | 3270A | 3270A-Total fuel oil | KTOE | NL | 2010 | nrg_110a | 1214.4818
Imports | 3270A | 3270A-Total fuel oil | KTOE | MT | 2014 | nrg_110a | 67.3196
Primary production | 4000 | 4000-Gas | KTOE | AT | 2010 | nrg_110a | 58.4938
Primary production | 4000 | 4000-Gas | KTOE | UA | 2009 | nrg_110a | 676.5157
Imports | 4000 | 4000-Gas | KTOE | ES | 2014 | nrg_110a | 1325.3357
Consumption in Coke Ovens | 4000 | 4000-Gas | KTOE | DE | 2009 | nrg_110a | 19.4561
Transformation output from Coke Ovens | 4000 | 4000-Gas | KTOE | TR | 2013 | nrg_110a | 28.533
Transformation output from Coke Ovens | 4000 | 4000-Gas | KTOE | SE | 2012 | nrg_110a | 7.6158
Consumption in Pipeline transport | 4000 | 4000-Gas | KTOE | AT | 2010 | nrg_110a | 5.7192
Consumption in Pipeline transport | 4000 | 4000-Gas | KTOE | DE | 2010 | nrg_110a | 15.173
Consumption in Pipeline transport | 4000 | 4000-Gas | KTOE | HU | 2013 | nrg_110a | 1.3481
Primary production | 4100 | 4100-Natural gas | KTOE | AL | 2013 | nrg_110a | 0.61127
Primary production | 4100 | 4100-Natural gas | KTOE | AT | 2012 | nrg_110a | 61.9479
Primary production | 4100 | 4100-Natural gas | KTOE | HR | 2011 | nrg_110a | 84.0291
Primary production | 4100 | 4100-Natural gas | KTOE | UK | 2014 | nrg_110a | 1378.7467
Consumption in Oil and gas extraction | 4100 | 4100-Natural gas | KTOE | IT | 2009 | nrg_110a | 8.2731
Consumption in Oil and gas extraction | 4100 | 4100-Natural gas | KTOE | LT | 2014 | nrg_110a | 0.0041868
Consumption in Pipeline transport | 4100 | 4100-Natural gas | KTOE | BG | 2012 | nrg_110a | 8.5201
Consumption in Pipeline transport | 4100 | 4100-Natural gas | KTOE | FR | 2014 | nrg_110a | 0.058615
Consumption in Pipeline transport | 4100 | 4100-Natural gas | KTOE | FI | 2012 | nrg_110a | 0.3182
Primary production | 4100 | 4100-Natural gas | KTOE | SI | 2012 | nrg_110a | 0.071176
Primary production | 5100 | 5100-Nuclear heat | KTOE | SI | 2011 | nrg_100a | 67.1228
Primary production | 4000 | 4000-Gas | KTOE | SI | 2014 | nrg_103a | 0.10886
Primary production | 7200 | 7200-Waste (non-renewable) | KTOE | SK | 2010 | nrg_100a | 1.4361
Primary production | 4100 | 4100-Natural gas | KTOE | SK | 2012 | nrg_110a | 5.3256
Primary production | 5100 | 5100-Nuclear heat | KTOE | SK | 2011 | nrg_104a | 168.6485
Primary production | 7200 | 7200-Waste (non-renewable) | KTOE | SK | 2009 | nrg_110a | 1.9176
Primary production | 7200 | 7200-Waste (non-renewable) | KTOE | TR | 2014 | nrg_108a | 1.4026
Primary production | 3105 | 3105-Crude oil (without NGL) | KTOE | TR | 2011 | nrg_102a | 100.7009
Primary production | 4100 | 4100-Natural gas | KTOE | TR | 2013 | nrg_110a | 18.5308
Primary production | 3105 | 3105-Crude oil (without NGL) | KTOE | TR | 2011 | nrg_110a | 100.7009
Primary production | 4000 | 4000-Gas | KTOE | TR | 2012 | nrg_103a | 21.8007
Primary production | 4000 | 4000-Gas | KTOE | TR | 2010 | nrg_110a | 23.5214
Primary production | 3105 | 3105-Crude oil (without NGL) | KTOE | PL | 2014 | nrg_102a | 39.0293
Imports | 3105 | 3105-Crude oil (without NGL) | KTOE | AT | 2013 | nrg_102a | 324.23
Imports | 3105 | 3105-Crude oil (without NGL) | KTOE | NO | 2013 | nrg_102a | 76.5808
Transformation output from Gas Works | 4000 | 4000-Gas | KTOE | CZ | 2010 | nrg_103a | 15.9517
Consumption in Oil and gas extraction | 4000 | 4000-Gas | KTOE | SK | 2010 | nrg_103a | 0.68664
Primary production | 7200 | 7200-Waste (non-renewable) | KTOE | PL | 2009 | nrg_108a | 14.9134
Imports | 4100 | 4100-Natural gas | KTOE | PL | 2010 | nrg_110a | 373.1234
Consumption in Oil and gas extraction | 4100 | 4100-Natural gas | KTOE | SK | 2012 | nrg_110a | 0.61965
Consumption in Oil and gas extraction | 4100 | 4100-Natural gas | KTOE | SI | 2014 | nrg_110a | 0.10886
Primary production | 7200 | 7200-Waste (non-renewable) | KTOE | NO | 2011 | nrg_110a | 7.2808
Consumption in Oil and gas extraction | 4000 | 4000-Gas | KTOE | SI | 2010 | nrg_100a | 0.25121
Consumption in Oil and gas extraction | 4000 | 4000-Gas | KTOE | SK | 2014 | nrg_100a | 0.3475
Imports | 2210 | 2210-Lignite/Brown Coal | KTOE | CY | 2012 | nrg_101a | 0.0041868
Imports | 3105 | 3105-Crude oil (without NGL) | KTOE | PT | 2013 | nrg_102a | 521.1771
Imports | 3105 | 3105-Crude oil (without NGL) | KTOE | RO | 2009 | nrg_102a | 299.7707
Imports | 3105 | 3105-Crude oil (without NGL) | KTOE | RS | 2014 | nrg_102a | 60.5579
Imports | 3270A | 3270A-Total fuel oil | KTOE | PL | 2009 | nrg_102a | 2.0013
Consumption in Coal Mines | 4000 | 4000-Gas | KTOE | ES | 2014 | nrg_103a | 0.029308
Consumption in Pipeline transport | 4000 | 4000-Gas | KTOE | RO | 2012 | nrg_103a | 0.39775
Consumption in Pipeline transport | 4000 | 4000-Gas | KTOE | RS | 2012 | nrg_103a | 0.037681
Consumption in Pipeline transport | 4000 | 4000-Gas | KTOE | SK | 2014 | nrg_103a | 3.5002
Primary production | 4100 | 4100-Natural gas | KTOE | PL | 2012 | nrg_103a | 163.5699
Imports | 4100 | 4100-Natural gas | KTOE | BG | 2013 | nrg_103a | 93.1856
Imports | 4100 | 4100-Natural gas | KTOE | PT | 2012 | nrg_103a | 164.2147
Imports | 4100 | 4100-Natural gas | KTOE | RS | 2009 | nrg_103a | 52.8039
Consumption in Pipeline transport | 4100 | 4100-Natural gas | KTOE | PL | 2014 | nrg_103a | 15.1437
Consumption in Pipeline transport | 4100 | 4100-Natural gas | KTOE | SK | 2012 | nrg_103a | 8.0387
Imports | 4000 | 4000-Gas | KTOE | RS | 2014 | nrg_103a | 46.4944
Primary production | 7200 | 7200-Waste (non-renewable) | KTOE | RO | 2014 | nrg_108a | 2.847
Imports | 7200 | 7200-Waste (non-renewable) | KTOE | CY | 2014 | nrg_108a | 0.029308
Consumption in Coal Mines | 0 | 0000-All products | KTOE | HU | 2010 | nrg_110a | 1.4821
Consumption in Coal Mines | 0 | 0000-All products | KTOE | PT | 2013 | nrg_110a | 0.0041868
Consumption in Coal Mines | 0 | 0000-All products | KTOE | RO | 2011 | nrg_110a | 3.8142
Consumption in Coal Mines | 0 | 0000-All products | KTOE | NO | 2014 | nrg_110a | 0.49404
Consumption in Patent Fuel Plants | 0 | 0000-All products | KTOE | HU | 2009 | nrg_110a | 0.0083736
Primary production | 0 | 0000-All products | KTOE | HU | 2010 | nrg_110a | 457.1525
Primary production | 0 | 0000-All products | KTOE | HR | 2009 | nrg_110a | 207.1084
Imports | 0 | 0000-All products | KTOE | ES | 2010 | nrg_110a | 5082.3021
Imports | 0 | 0000-All products | KTOE | ME | 2014 | nrg_110a | 15.7884
Imports | 0 | 0000-All products | KTOE | MK | 2013 | nrg_110a | 62.735
Transformation input in Coke Ovens | 0 | 0000-All products | KTOE | FI | 2014 | nrg_110a | 36.3037
Consumption in Coke Ovens | 0 | 0000-All products | KTOE | SE | 2010 | nrg_110a | 4.2203
Consumption in Gas Works | 0 | 0000-All products | KTOE | ES | 2010 | nrg_110a | 0.16329
Consumption in Gas Works | 0 | 0000-All products | KTOE | PL | 2013 | nrg_110a | 0.25958
Transformation input in BKB / PB Plants | 0 | 0000-All products | KTOE | FI | 2014 | nrg_110a | 0.1591
Consumption in Oil and gas extraction | 0 | 0000-All products | KTOE | LT | 2013 | nrg_110a | 0.12979
Consumption in Pipeline transport | 0 | 0000-All products | KTOE | CZ | 2010 | nrg_110a | 2.9601
Consumption in Pipeline transport | 0 | 0000-All products | KTOE | BG | 2014 | nrg_110a | 7.1301
Consumption in Pipeline transport | 0 | 0000-All products | KTOE | FI | 2014 | nrg_110a | 0.25121
Consumption in Pipeline transport | 0 | 0000-All products | KTOE | IT | 2013 | nrg_110a | 10.7266
Primary production | 5520 | 5520-Wind power | KTOE | UA | 2010 | nrg_110a | 0.18003
Primary production | 0 | 0000-All products | KTOE | SI | 2009 | nrg_100a | 152.4958
Primary production | 0 | 0000-All products | KTOE | SK | 2010 | nrg_100a | 250.132
Imports | 6000 | 6000-Electrical energy | KTOE | AL | 2012 | nrg_110a | 9.1356
Transformation input in Coke Ovens | 0 | 0000-All products | KTOE | EE | 2013 | nrg_100a | 0.90016
Transformation input in BKB / PB Plants | 0 | 0000-All products | KTOE | EE | 2009 | nrg_100a | 0.76618
Primary production | 0 | 0000-All products | KTOE | NO | 2010 | nrg_100a | 8708.3012
Imports | 2112 | 2112-Patent Fuels | KTOE | AT | 2009 | nrg_101a | 0.52754
Imports | 6000 | 6000-Electrical energy | KTOE | PL | 2014 | nrg_105a | 48.6297
Consumption in Oil and gas extraction | 6000 | 6000-Electrical energy | KTOE | SK | 2013 | nrg_105a | 0.037681
Consumption in Oil and gas extraction | 6000 | 6000-Electrical energy | KTOE | TR | 2009 | nrg_105a | 0.25958
Consumption in Oil and gas extraction | 0 | 0000-All products | KTOE | TR | 2011 | nrg_110a | 0.28889
Consumption in Oil and gas extraction | 0 | 0000-All products | KTOE | SI | 2009 | nrg_110a | 0.10886
Imports | 0 | 0000-All products | KTOE | NO | 2011 | nrg_110a | 312.9005
Transformation input in BKB / PB Plants | 0 | 0000-All products | KTOE | RS | 2009 | nrg_110a | 9.5166
Imports | 6000 | 6000-Electrical energy | KTOE | NO | 2014 | nrg_110a | 22.8474
Transformation output from Gas Works | 0 | 0000-All products | KTOE | EE | 2013 | nrg_100a | 6.4812
Imports | 6000 | 6000-Electrical energy | KTOE | BG | 2013 | nrg_100a | 12.0622
Consumption in Gas Works | 6000 | 6000-Electrical energy | KTOE | UA | 2012 | nrg_100a | 0.33076
Consumption in Coal Mines | 6000 | 6000-Electrical energy | KTOE | FR | 2012 | nrg_100a | 0.24283
Consumption in Pipeline transport | 6000 | 6000-Electrical energy | KTOE | TR | 2014 | nrg_100a | 0.63221
Consumption in Pipeline transport | 6000 | 6000-Electrical energy | KTOE | UA | 2010 | nrg_100a | 4.4087
Transformation input in Coke Ovens | 0 | 0000-All products | KTOE | CZ | 2011 | nrg_100a | 99.1979
Primary production | 0 | 0000-All products | KTOE | MD | 2012 | nrg_100a | 11.0615
Primary production | 0 | 0000-All products | KTOE | PL | 2011 | nrg_100a | 2833.6555
Imports | 0 | 0000-All products | KTOE | CZ | 2009 | nrg_100a | 848.321
Imports | 0 | 0000-All products | KTOE | SE | 2011 | nrg_100a | 1338.4907
Imports | 6000 | 6000-Electrical energy | KTOE | BG | 2010 | nrg_105a | 4.1994
Imports | 6000 | 6000-Electrical energy | KTOE | EE | 2012 | nrg_105a | 9.7552
Consumption in Coal Mines | 6000 | 6000-Electrical energy | KTOE | ES | 2013 | nrg_105a | 0.98808
Consumption in Coal Mines | 6000 | 6000-Electrical energy | KTOE | FR | 2014 | nrg_105a | 0.15491
Consumption in Coal Mines | 6000 | 6000-Electrical energy | KTOE | HU | 2010 | nrg_105a | 1.4151
Consumption in BKB / PB Plants | 6000 | 6000-Electrical energy | KTOE | LT | 2014 | nrg_105a | 0.020934
Consumption in Gas Works | 6000 | 6000-Electrical energy | KTOE | CZ | 2012 | nrg_105a | 0.1591
Consumption in Pipeline transport | 6000 | 6000-Electrical energy | KTOE | PT | 2013 | nrg_105a | 0.033494
Consumption in Coal Mines | 0 | 0000-All products | KTOE | EL | 2013 | nrg_110a | 3.2196
Primary production | 0 | 0000-All products | KTOE | ME | 2014 | nrg_110a | 29.002
Primary production | 0 | 0000-All products | KTOE | MK | 2009 | nrg_110a | 67.2861
Imports | 0 | 0000-All products | KTOE | BG | 2012 | nrg_110a | 495.7297
Imports | 0 | 0000-All products | KTOE | EE | 2010 | nrg_110a | 77.8494
Imports | 0 | 0000-All products | KTOE | SE | 2012 | nrg_110a | 1303.0787
Consumption in BKB / PB Plants | 0 | 0000-All products | KTOE | LT | 2013 | nrg_110a | 0.029308
Consumption in Gas Works | 0 | 0000-All products | KTOE | SE | 2009 | nrg_110a | 0.23865
Consumption in Pipeline transport | 0 | 0000-All products | KTOE | RO | 2011 | nrg_110a | 0.5066
Consumption in Pipeline transport | 0 | 0000-All products | KTOE | UA | 2010 | nrg_110a | 140.9026
Consumption in Pipeline transport | 6000 | 6000-Electrical energy | KTOE | RO | 2009 | nrg_110a | 0.13398
Imports | 6000 | 6000-Electrical energy | KTOE | EE | 2013 | nrg_110a | 9.7636
Consumption in Gas Works | 0 | 0000-All products | KTOE | SE | 2009 | nrg_100a | 0.23865
Consumption in Pipeline transport | 0 | 0000-All products | KTOE | TR | 2012 | nrg_100a | 7.3395
Imports | 6000 | 6000-Electrical energy | KTOE | RO | 2011 | nrg_100a | 12.2757
Consumption in BKB / PB Plants | 6000 | 6000-Electrical energy | KTOE | RS | 2011 | nrg_100a | 0.91272
Consumption in Oil and gas extraction | 6000 | 6000-Electrical energy | KTOE | HU | 2010 | nrg_100a | 0.85411
Consumption in Coal Mines | 6000 | 6000-Electrical energy | KTOE | PT | 2010 | nrg_100a | 0.0041868
Consumption in BKB / PB Plants | 6000 | 6000-Electrical energy | KTOE | IE | 2011 | nrg_100a | 0.32238
Consumption in Pipeline transport | 6000 | 6000-Electrical energy | KTOE | CZ | 2011 | nrg_100a | 0.20097
Consumption in Pipeline transport | 6000 | 6000-Electrical energy | KTOE | LV | 2012 | nrg_100a | 0.087923
Transformation input in Coke Ovens | 0 | 0000-All products | KTOE | SE | 2009 | nrg_100a | 46.6996
Transformation input in Gas Works | 0 | 0000-All products | KTOE | PL | 2009 | nrg_100a | 0.13816
Imports | 0 | 0000-All products | KTOE | EL | 2013 | nrg_100a | 1301.9734
Imports | 0 | 0000-All products | KTOE | ME | 2013 | nrg_100a | 15.0013
Consumption in Oil and gas extraction | 0 | 0000-All products | KTOE | HU | 2011 | nrg_100a | 1.3775
Consumption in Coke Ovens | 4220 | 4220-Blast Furnace Gas | KTOE | FR | 2010 | nrg_103a | 10.9527
Imports | 6000 | 6000-Electrical energy | KTOE | MK | 2014 | nrg_105a | 11.0657
Imports | 6000 | 6000-Electrical energy | KTOE | RO | 2013 | nrg_105a | 9.8515
Consumption in Coal Mines | 6000 | 6000-Electrical energy | KTOE | EE | 2011 | nrg_105a | 0.82061
Consumption in Coal Mines | 6000 | 6000-Electrical energy | KTOE | PT | 2012 | nrg_105a | 0.01256
Consumption in BKB / PB Plants | 6000 | 6000-Electrical energy | KTOE | IE | 2009 | nrg_105a | 0.28052
Consumption in BKB / PB Plants | 6000 | 6000-Electrical energy | KTOE | RS | 2013 | nrg_105a | 0.77037
Consumption in Pipeline transport | 6000 | 6000-Electrical energy | KTOE | HR | 2011 | nrg_105a | 0.075362
Consumption in Pipeline transport | 6000 | 6000-Electrical energy | KTOE | LT | 2014 | nrg_105a | 0.062802
Consumption in Pipeline transport | 6000 | 6000-Electrical energy | KTOE | PL | 2014 | nrg_105a | 1.0383
Primary production | 5520 | 5520-Wind power | KTOE | BE | 2011 | nrg_107a | 8.3234
Primary production | 5520 | 5520-Wind power | KTOE | FR | 2013 | nrg_107a | 57.7234
Primary production | 5520 | 5520-Wind power | KTOE | HU | 2011 | nrg_107a | 2.2525
Transformation input in Coke Ovens | 0 | 0000-All products | KTOE | HU | 2010 | nrg_110a | 44.5852
Consumption in Coal Mines | 0 | 0000-All products | KTOE | EE | 2009 | nrg_110a | 1.6705
Consumption in Coal Mines | 0 | 0000-All products | KTOE | MK | 2010 | nrg_110a | 0.41868
Primary production | 0 | 0000-All products | KTOE | AL | 2009 | nrg_110a | 51.3511
Primary production | 0 | 0000-All products | KTOE | FR | 2011 | nrg_110a | 5628.1854
Primary production | 0 | 0000-All products | KTOE | HR | 2014 | nrg_110a | 182.2514
Primary production | 0 | 0000-All products | KTOE | UA | 2013 | nrg_110a | 3460.9931
Imports | 0 | 0000-All products | KTOE | MT | 2011 | nrg_110a | 96.3592
Transformation input in Coke Ovens | 0 | 0000-All products | KTOE | AT | 2012 | nrg_110a | 52.4439
Transformation input in Patent Fuel Plants | 0 | 0000-All products | KTOE | UK | 2012 | nrg_110a | 7.5111
Transformation output from Coke Ovens | 0 | 0000-All products | KTOE | FR | 2014 | nrg_110a | 119.843
Transformation output from Coke Ovens | 0 | 0000-All products | KTOE | HU | 2010 | nrg_110a | 39.7244
Consumption in Pipeline transport | 0 | 0000-All products | KTOE | DE | 2009 | nrg_110a | 13.5317
Consumption in Pipeline transport | 0 | 0000-All products | KTOE | HU | 2013 | nrg_110a | 1.39
Consumption in Pipeline transport | 0 | 0000-All products | KTOE | MD | 2014 | nrg_110a | 0.28889
Transformation output from Patent Fuel Plants | 2112 | 2112-Patent Fuels | KTOE | UK | 2010 | nrg_110a | 9.3156
Primary production | 5520 | 5520-Wind power | KTOE | AT | 2013 | nrg_110a | 11.3462
Primary production | 5520 | 5520-Wind power | KTOE | FI | 2009 | nrg_110a | 0.99646
Primary production | 5520 | 5520-Wind power | KTOE | FR | 2012 | nrg_110a | 53.6915
Primary production | 5520 | 5520-Wind power | KTOE | HR | 2009 | nrg_110a | 0.19259
Primary production | 5520 | 5520-Wind power | KTOE | UK | 2011 | nrg_110a | 56.346
Consumption in Gas Works | 6000 | 6000-Electrical energy | KTOE | ES | 2009 | nrg_110a | 1.4696
Consumption in Pipeline transport | 6000 | 6000-Electrical energy | KTOE | HR | 2009 | nrg_110a | 0.09211
Imports | 6000 | 6000-Electrical energy | KTOE | RO | 2009 | nrg_110a | 2.3446
Consumption in Coke Ovens | 6000 | 6000-Electrical energy | KTOE | DE | 2014 | nrg_110a | 1.0802
Consumption in Coke Ovens | 6000 | 6000-Electrical energy | KTOE | FR | 2009 | nrg_110a | 0.0041868
Consumption in Coal Mines | 0 | 0000-All products | KTOE | MK | 2014 | nrg_100a | 0.46473
Consumption in Coke Ovens | 0 | 0000-All products | KTOE | FR | 2010 | nrg_100a | 13.6113
Consumption in BKB / PB Plants | 0 | 0000-All products | KTOE | IE | 2011 | nrg_100a | 0.80805
Consumption in Pipeline transport | 0 | 0000-All products | KTOE | CZ | 2009 | nrg_100a | 2.8345
Consumption in Pipeline transport | 0 | 0000-All products | KTOE | FI | 2013 | nrg_100a | 0.24283
Consumption in Pipeline transport | 0 | 0000-All products | KTOE | IT | 2012 | nrg_100a | 7.0171
Consumption in Pipeline transport | 0 | 0000-All products | KTOE | LV | 2014 | nrg_100a | 0.071176
Imports | 6000 | 6000-Electrical energy | KTOE | IE | 2013 | nrg_100a | 9.4496
Primary production | 5520 | 5520-Wind power | KTOE | SK | 2014 | nrg_107a | 0.020934
Imports | 6000 | 6000-Electrical energy | KTOE | AL | 2009 | nrg_110a | 6.791
Consumption in Oil and gas extraction | 6000 | 6000-Electrical energy | KTOE | TR | 2014 | nrg_100a | 0.25539
Transformation input in Coke Ovens | 0 | 0000-All products | KTOE | EE | 2010 | nrg_100a | 0.90016
Transformation input in BKB / PB Plants | 0 | 0000-All products | KTOE | RS | 2014 | nrg_100a | 6.5523
Imports | 0 | 0000-All products | KTOE | PL | 2012 | nrg_100a | 1941.1177
Imports | 2112 | 2112-Patent Fuels | KTOE | PL | 2014 | nrg_101a | 0.41031
Imports | 6000 | 6000-Electrical energy | KTOE | PL | 2011 | nrg_105a | 24.409
Imports | 6000 | 6000-Electrical energy | KTOE | NO | 2013 | nrg_105a | 36.488
Consumption in Oil and gas extraction | 6000 | 6000-Electrical energy | KTOE | SK | 2010 | nrg_105a | 0.037681
Imports | 0 | 0000-All products | KTOE | AL | 2014 | nrg_110a | 80.1437
Transformation input in Coke Ovens | 0 | 0000-All products | KTOE | ES | 2012 | nrg_110a | 69.6474
Transformation output from Gas Works | 0 | 0000-All products | KTOE | EE | 2012 | nrg_110a | 6.6779
Imports | 6000 | 6000-Electrical energy | KTOE | NO | 2011 | nrg_110a | 40.5199
Imports | 6000 | 6000-Electrical energy | KTOE | AT | 2013 | nrg_110a | 89.8571
Transformation output from Gas Works | 0 | 0000-All products | KTOE | EE | 2010 | nrg_100a | 6.4142
Imports | 6000 | 6000-Electrical energy | KTOE | BG | 2010 | nrg_100a | 4.1994
Consumption in Gas Works | 6000 | 6000-Electrical energy | KTOE | UA | 2009 | nrg_100a | 0.32238
Consumption in Coal Mines | 6000 | 6000-Electrical energy | KTOE | EE | 2014 | nrg_100a | 0.78712
Consumption in Coal Mines | 6000 | 6000-Electrical energy | KTOE | ES | 2012 | nrg_100a | 0.51498
Consumption in Coal Mines | 6000 | 6000-Electrical energy | KTOE | FR | 2009 | nrg_100a | 0.21353
Consumption in Pipeline transport | 6000 | 6000-Electrical energy | KTOE | TR | 2011 | nrg_100a | 0.75362
Consumption in Coal Mines | 6000 | 6000-Electrical energy | KTOE | FR | 2011 | nrg_105a | 0.21771
Consumption in Coal Mines | 6000 | 6000-Electrical energy | KTOE | ES | 2010 | nrg_105a | 0.48986
Consumption in BKB / PB Plants | 6000 | 6000-Electrical energy | KTOE | LT | 2011 | nrg_105a | 0.020934
Consumption in Gas Works | 6000 | 6000-Electrical energy | KTOE | CZ | 2009 | nrg_105a | 0.16747
Consumption in Gas Works | 6000 | 6000-Electrical energy | KTOE | SE | 2010 | nrg_105a | 0.020934
Consumption in Gas Works | 6000 | 6000-Electrical energy | KTOE | UA | 2014 | nrg_105a | 0.19259
Consumption in Coal Mines | 0 | 0000-All products | KTOE | EL | 2010 | nrg_110a | 3.4499
Primary production | 0 | 0000-All products | KTOE | PT | 2013 | nrg_110a | 241.6872
Imports | 0 | 0000-All products | KTOE | BG | 2009 | nrg_110a | 496.186
Imports | 0 | 0000-All products | KTOE | SE | 2009 | nrg_110a | 1281.1692
Consumption in BKB / PB Plants | 0 | 0000-All products | KTOE | LT | 2010 | nrg_110a | 0.029308
Consumption in Pipeline transport | 6000 | 6000-Electrical energy | KTOE | TR | 2013 | nrg_110a | 0.59453
Consumption in Coal Mines | 0 | 0000-All products | KTOE | EE | 2012 | nrg_100a | 1.8296
Consumption in Pipeline transport | 0 | 0000-All products | KTOE | PT | 2014 | nrg_100a | 0.025121
Consumption in Pipeline transport | 0 | 0000-All products | KTOE | TR | 2009 | nrg_100a | 7.2306
Imports | 6000 | 6000-Electrical energy | KTOE | ES | 2014 | nrg_100a | 44.3173
Consumption in Coal Mines | 6000 | 6000-Electrical energy | KTOE | PL | 2014 | nrg_100a | 22.0937
Consumption in Pipeline transport | 6000 | 6000-Electrical energy | KTOE | IT | 2013 | nrg_100a | 1.5491
Consumption in Pipeline transport | 6000 | 6000-Electrical energy | KTOE | HR | 2012 | nrg_100a | 0.066989
Consumption in Pipeline transport | 6000 | 6000-Electrical energy | KTOE | LV | 2009 | nrg_100a | 0.041868
Transformation input in Coke Ovens | 0 | 0000-All products | KTOE | RO | 2010 | nrg_100a | 0.083736
Transformation input in BKB / PB Plants | 0 | 0000-All products | KTOE | CZ | 2009 | nrg_100a | 4.237
Primary production | 0 | 0000-All products | KTOE | FI | 2012 | nrg_100a | 718.0153
Primary production | 0 | 0000-All products | KTOE | HR | 2012 | nrg_100a | 176.4904
Primary production | 0 | 0000-All products | KTOE | MD | 2009 | nrg_100a | 5.3591
Primary production | 0 | 0000-All products | KTOE | UK | 2014 | nrg_100a | 4503.3263
Imports | 0 | 0000-All products | KTOE | EL | 2010 | nrg_100a | 1328.4716
Imports | 0 | 0000-All products | KTOE | ES | 2012 | nrg_100a | 5225.4948
Imports | 0 | 0000-All products | KTOE | ME | 2010 | nrg_100a | 16.0313
Transformation output from Patent Fuel Plants | 0 | 0000-All products | KTOE | UA | 2013 | nrg_100a | 1.1137
Consumption in Coke Ovens | 4220 | 4220-Blast Furnace Gas | KTOE | DE | 2013 | nrg_103a | 16.7263
Imports | 6000 | 6000-Electrical energy | KTOE | EL | 2013 | nrg_105a | 20.8377
Imports | 6000 | 6000-Electrical energy | KTOE | EE | 2009 | nrg_105a | 10.8899
Imports | 6000 | 6000-Electrical energy | KTOE | MK | 2011 | nrg_105a | 9.8976
Imports | 6000 | 6000-Electrical energy | KTOE | RO | 2010 | nrg_105a | 2.7633
Consumption in Oil and gas extraction | 6000 | 6000-Electrical energy | KTOE | HU | 2013 | nrg_105a | 0.86248
Consumption in Coal Mines | 6000 | 6000-Electrical energy | KTOE | PT | 2009 | nrg_105a | 0.0041868
Consumption in BKB / PB Plants | 6000 | 6000-Electrical energy | KTOE | RS | 2010 | nrg_105a | 0.86667
Consumption in Pipeline transport | 6000 | 6000-Electrical energy | KTOE | LT | 2011 | nrg_105a | 0.09211
Consumption in Pipeline transport | 6000 | 6000-Electrical energy | KTOE | PL | 2011 | nrg_105a | 1.21
Primary production | 5520 | 5520-Wind power | KTOE | AT | 2014 | nrg_107a | 13.8457
Primary production | 5520 | 5520-Wind power | KTOE | HR | 2013 | nrg_107a | 1.8631
Primary production | 5520 | 5520-Wind power | KTOE | FR | 2010 | nrg_107a | 35.8013
Transformation output from Patent Fuel Plants | 0 | 0000-All products | KTOE | UK | 2013 | nrg_110a | 9.8432
Consumption in Coal Mines | 0 | 0000-All products | KTOE | HU | 2012 | nrg_110a | 1.4528
Consumption in Coal Mines | 0 | 0000-All products | KTOE | RO | 2013 | nrg_110a | 3.1987
Primary production | 0 | 0000-All products | KTOE | HR | 2011 | nrg_110a | 192.731
Primary production | 0 | 0000-All products | KTOE | HU | 2012 | nrg_110a | 438.4752
Primary production | 0 | 0000-All products | KTOE | ME | 2011 | nrg_110a | 30.3794
Primary production | 0 | 0000-All products | KTOE | UA | 2010 | nrg_110a | 3234.5165
Imports | 0 | 0000-All products | KTOE | ES | 2012 | nrg_110a | 5225.4948
Transformation input in Coke Ovens | 0 | 0000-All products | KTOE | AT | 2009 | nrg_110a | 49.0693
Consumption in Gas Works | 0 | 0000-All products | KTOE | ES | 2012 | nrg_110a | 0.38937
Transformation input in Patent Fuel Plants | 0 | 0000-All products | KTOE | UK | 2009 | nrg_110a | 9.705
Transformation input in Patent Fuel Plants | 0 | 0000-All products | KTOE | UA | 2013 | nrg_110a | 0.72432
Transformation output from Coke Ovens | 0 | 0000-All products | KTOE | FR | 2011 | nrg_110a | 106.9058
Consumption in Oil and gas extraction | 0 | 0000-All products | KTOE | HU | 2013 | nrg_110a | 4.7813
Consumption in Oil and gas extraction | 0 | 0000-All products | KTOE | FR | 2013 | nrg_110a | 2.5581
Consumption in Oil and gas extraction | 0 | 0000-All products | KTOE | HR | 2013 | nrg_110a | 3.6718
Consumption in Pipeline transport | 0 | 0000-All products | KTOE | CZ | 2012 | nrg_110a | 1.8003
Consumption in Pipeline transport | 0 | 0000-All products | KTOE | HU | 2010 | nrg_110a | 1.1514
Consumption in Pipeline transport | 0 | 0000-All products | KTOE | MD | 2011 | nrg_110a | 0.033494
Primary production | 5520 | 5520-Wind power | KTOE | AT | 2010 | nrg_110a | 7.4316
Primary production | 5520 | 5520-Wind power | KTOE | FR | 2009 | nrg_110a | 28.4828
Primary production | 5520 | 5520-Wind power | KTOE | UA | 2012 | nrg_110a | 1.0383
Consumption in BKB / PB Plants | 6000 | 6000-Electrical energy | KTOE | IE | 2014 | nrg_110a | 0.28052
Consumption in Pipeline transport | 6000 | 6000-Electrical energy | KTOE | MD | 2013 | nrg_110a | 0.075362
Consumption in Pipeline transport | 6000 | 6000-Electrical energy | KTOE | LT | 2013 | nrg_110a | 0.087923
Imports | 6000 | 6000-Electrical energy | KTOE | EE | 2010 | nrg_110a | 3.9607
Consumption in Coal Mines | 6000 | 6000-Electrical energy | KTOE | EE | 2014 | nrg_110a | 0.78712
Consumption in Oil and gas extraction | 6000 | 6000-Electrical energy | KTOE | HU | 2014 | nrg_110a | 0.94203
Consumption in Coal Mines | 6000 | 6000-Electrical energy | KTOE | MK | 2013 | nrg_110a | 0.40612
Consumption in Coal Mines | 6000 | 6000-Electrical energy | KTOE | PL | 2012 | nrg_110a | 22.7385
Consumption in Coke Ovens | 6000 | 6000-Electrical energy | KTOE | DE | 2011 | nrg_110a | 1.1346
Transformation output from Coke Ovens | 0 | 0000-All products | KTOE | HU | 2013 | nrg_100a | 35.5836
Consumption in Coal Mines | 0 | 0000-All products | KTOE | MK | 2011 | nrg_100a | 0.51079
Consumption in Coal Mines | 0 | 0000-All products | KTOE | PT | 2013 | nrg_100a | 0.0041868
Consumption in Gas Works | 0 | 0000-All products | KTOE | ES | 2014 | nrg_100a | 0.37263
Consumption in Pipeline transport | 0 | 0000-All products | KTOE | HR | 2014 | nrg_100a | 0.087923
Consumption in Pipeline transport | 0 | 0000-All products | KTOE | FR | 2012 | nrg_100a | 0.033494
Consumption in Pipeline transport | 0 | 0000-All products | KTOE | FI | 2010 | nrg_100a | 0.39775
Consumption in Pipeline transport | 0 | 0000-All products | KTOE | IT | 2009 | nrg_100a | 1.6663
Consumption in Pipeline transport | 0 | 0000-All products | KTOE | LV | 2011 | nrg_100a | 0.066989
Imports | 6000 | 6000-Electrical energy | KTOE | CZ | 2013 | nrg_100a | 38.0538
Imports | 6000 | 6000-Electrical energy | KTOE | HU | 2013 | nrg_100a | 59.888
Primary production | 0 | 0000-All products | KTOE | SK | 2011 | nrg_110a | 258.3507
Primary production | 5520 | 5520-Wind power | KTOE | TR | 2010 | nrg_107a | 10.4963
Primary production | 0 | 0000-All products | KTOE | TR | 2014 | nrg_110a | 1305.2014
Primary production | 0 | 0000-All products | KTOE | TR | 2009 | nrg_100a | 1270.7608
Imports | 6000 | 6000-Electrical energy | KTOE | AL | 2010 | nrg_100a | 7.1511
Imports | 6000 | 6000-Electrical energy | KTOE | PL | 2012 | nrg_100a | 35.2905
Consumption in Oil and gas extraction | 6000 | 6000-Electrical energy | KTOE | SK | 2009 | nrg_100a | 0.037681
Transformation input in Coke Ovens | 0 | 0000-All products | KTOE | ES | 2011 | nrg_100a | 79.2896
Imports | 0 | 0000-All products | KTOE | AT | 2014 | nrg_100a | 1173.9075
Imports | 6000 | 6000-Electrical energy | KTOE | AL | 2014 | nrg_105a | 11.6979
Primary production | 5520 | 5520-Wind power | KTOE | PL | 2013 | nrg_107a | 21.6164
Imports | 0 | 0000-All products | KTOE | AT | 2010 | nrg_110a | 1248.0139
Imports | 0 | 0000-All products | KTOE | PL | 2009 | nrg_110a | 1790.0663
Transformation input in BKB / PB Plants | 0 | 0000-All products | KTOE | EE | 2011 | nrg_110a | 1.2519
Imports | 2112 | 2112-Patent Fuels | KTOE | PL | 2014 | nrg_110a | 0.41031
Primary production | 5520 | 5520-Wind power | KTOE | NO | 2014 | nrg_110a | 7.9759
Consumption in Oil and gas extraction | 6000 | 6000-Electrical energy | KTOE | SK | 2011 | nrg_110a | 0.037681
Consumption in Oil and gas extraction | 0 | 0000-All products | KTOE | SI | 2011 | nrg_100a | 0.071176
Consumption in Oil and gas extraction | 0 | 0000-All products | KTOE | TR | 2013 | nrg_100a | 0.30145
Imports | 6000 | 6000-Electrical energy | KTOE | RS | 2011 | nrg_100a | 24.1243
Consumption in Coal Mines | 6000 | 6000-Electrical energy | KTOE | EL | 2009 | nrg_100a | 3.496
Imports | 6000 | 6000-Electrical energy | KTOE | RS | 2014 | nrg_105a | 25.2297
Consumption in Coal Mines | 6000 | 6000-Electrical energy | KTOE | EL | 2011 | nrg_105a | 3.4834
Consumption in Pipeline transport | 6000 | 6000-Electrical energy | KTOE | RO | 2009 | nrg_105a | 0.13398
Primary production | 5520 | 5520-Wind power | KTOE | MD | 2014 | nrg_107a | 0.0041868
Primary production | 5520 | 5520-Wind power | KTOE | PT | 2014 | nrg_107a | 43.6013
Primary production | 5520 | 5520-Wind power | KTOE | RO | 2014 | nrg_107a | 22.324
Imports | 0 | 0000-All products | KTOE | RS | 2012 | nrg_110a | 202.9174
Transformation input in Coke Ovens | 0 | 0000-All products | KTOE | DE | 2013 | nrg_110a | 348.6725
Consumption in Gas Works | 0 | 0000-All products | KTOE | CZ | 2010 | nrg_110a | 5.8197
Consumption in Pipeline transport | 0 | 0000-All products | KTOE | PT | 2011 | nrg_110a | 0.046055
Primary production | 5520 | 5520-Wind power | KTOE | LV | 2011 | nrg_110a | 0.25539
Primary production | 5520 | 5520-Wind power | KTOE | PT | 2012 | nrg_110a | 36.9318
Consumption in Pipeline transport | 6000 | 6000-Electrical energy | KTOE | PL | 2013 | nrg_110a | 1.0258
Imports | 6000 | 6000-Electrical energy | KTOE | RS | 2010 | nrg_110a | 20.2306
Consumption in Coal Mines | 6000 | 6000-Electrical energy | KTOE | FR | 2010 | nrg_110a | 0.21353
Consumption in Coal Mines | 6000 | 6000-Electrical energy | KTOE | ES | 2011 | nrg_110a | 0.52335
Consumption in Coal Mines | 0 | 0000-All products | KTOE | ES | 2013 | nrg_100a | 1.8338
Consumption in BKB / PB Plants | 0 | 0000-All products | KTOE | LT | 2011 | nrg_100a | 0.029308
Consumption in Gas Works | 0 | 0000-All products | KTOE | CZ | 2011 | nrg_100a | 5.6061
Consumption in Pipeline transport | 0 | 0000-All products | KTOE | RS | 2009 | nrg_100a | 0.10467
Consumption in Pipeline transport | 0 | 0000-All products | KTOE | SK | 2012 | nrg_100a | 8.2019
Imports | 6000 | 6000-Electrical energy | KTOE | EL | 2013 | nrg_100a | 20.8377
Imports | 6000 | 6000-Electrical energy | KTOE | PT | 2010 | nrg_100a | 20.9298
Consumption in Gas Works | 6000 | 6000-Electrical energy | KTOE | ES | 2011 | nrg_100a | 0.39356
Consumption in Coal Mines | 6000 | 6000-Electrical energy | KTOE | HU | 2009 | nrg_100a | 1.457
Consumption in Coal Mines | 6000 | 6000-Electrical energy | KTOE | MK | 2012 | nrg_100a | 0.41031
Consumption in Coke Ovens | 6000 | 6000-Electrical energy | KTOE | DE | 2010 | nrg_100a | 1.1304
Consumption in Coke Ovens | 6000 | 6000-Electrical energy | KTOE | FR | 2013 | nrg_100a | 0.0083736
Consumption in Pipeline transport | 6000 | 6000-Electrical energy | KTOE | LT | 2012 | nrg_100a | 0.083736
Consumption in Pipeline transport | 6000 | 6000-Electrical energy | KTOE | MD | 2012 | nrg_100a | 0.058615
Transformation input in Patent Fuel Plants | 0 | 0000-All products | KTOE | UK | 2010 | nrg_100a | 10.153
Primary production | 0 | 0000-All products | KTOE | AL | 2013 | nrg_100a | 83.6104
Primary production | 0 | 0000-All products | KTOE | AT | 2013 | nrg_100a | 508.2733
Primary production | 0 | 0000-All products | KTOE | UA | 2011 | nrg_100a | 3423.6552
Imports | 0 | 0000-All products | KTOE | MT | 2014 | nrg_100a | 94.1653
Imports | 0 | 0000-All products | KTOE | MK | 2012 | nrg_100a | 72.1972
Imports | 0 | 0000-All products | KTOE | RO | 2013 | nrg_100a | 442.8043
Imports | 0 | 0000-All products | KTOE | PT | 2012 | nrg_100a | 936.8216
Consumption in Oil and gas extraction | 0 | 0000-All products | KTOE | FR | 2010 | nrg_100a | 2.5498
Consumption in Oil and gas extraction | 0 | 0000-All products | KTOE | HR | 2010 | nrg_100a | 8.4238
Transformation output from Patent Fuel Plants | 2112 | 2112-Patent Fuels | KTOE | UK | 2014 | nrg_101a | 8.0303
Imports | 6000 | 6000-Electrical energy | KTOE | ES | 2013 | nrg_105a | 35.592
Imports | 6000 | 6000-Electrical energy | KTOE | PT | 2011 | nrg_105a | 24.2709
Consumption in Oil and gas extraction | 6000 | 6000-Electrical energy | KTOE | ES | 2014 | nrg_105a | 0.52335
Consumption in Oil and gas extraction | 6000 | 6000-Electrical energy | KTOE | FR | 2014 | nrg_105a | 1.2812
Consumption in Oil and gas extraction | 6000 | 6000-Electrical energy | KTOE | HR | 2014 | nrg_105a | 0.39775
Consumption in Coal Mines | 6000 | 6000-Electrical energy | KTOE | RO | 2011 | nrg_105a | 3.4206
Consumption in Gas Works | 6000 | 6000-Electrical energy | KTOE | ES | 2013 | nrg_105a | 0.37681
Consumption in Pipeline transport | 6000 | 6000-Electrical energy | KTOE | CZ | 2013 | nrg_105a | 0.19259
Consumption in Pipeline transport | 6000 | 6000-Electrical energy | KTOE | MD | 2012 | nrg_105a | 0.058615
Consumption in Coke Ovens | 0 | 0000-All products | KTOE | DE | 2010 | nrg_110a | 24.857
Consumption in Coke Ovens | 0 | 0000-All products | KTOE | HU | 2012 | nrg_110a | 3.2322
Primary production | 0 | 0000-All products | KTOE | BE | 2013 | nrg_110a | 612.7131
Imports | 0 | 0000-All products | KTOE | EL | 2011 | nrg_110a | 1257.6268
Imports | 0 | 0000-All products | KTOE | ME | 2009 | nrg_110a | 18.6689
Imports | 0 | 0000-All products | KTOE | PT | 2013 | nrg_110a | 973.23
Imports | 0 | 0000-All products | KTOE | RO | 2010 | nrg_110a | 493.6823
Transformation input in Gas Works | 0 | 0000-All products | KTOE | PL | 2013 | nrg_110a | 0.09211
Transformation input in BKB / PB Plants | 0 | 0000-All products | KTOE | DE | 2010 | nrg_110a | 128.7357
Transformation output from Coke Ovens | 0 | 0000-All products | KTOE | ES | 2012 | nrg_110a | 65.0461
Transformation output from Coke Ovens | 0 | 0000-All products | KTOE | IT | 2010 | nrg_110a | 131.6162
Consumption in Pipeline transport | 0 | 0000-All products | KTOE | EL | 2009 | nrg_110a | 0.01256
Consumption in Pipeline transport | 0 | 0000-All products | KTOE | FR | 2011 | nrg_110a | 0.01256
Consumption in Pipeline transport | 0 | 0000-All products | KTOE | FI | 2009 | nrg_110a | 0.39775
Consumption in Pipeline transport | 0 | 0000-All products | KTOE | HR | 2013 | nrg_110a | 0.087923
Consumption in Pipeline transport | 0 | 0000-All products | KTOE | LV | 2010 | nrg_110a | 0.066989
Consumption in Pipeline transport | 0 | 0000-All products | KTOE | PL | 2009 | nrg_110a | 12.3846
Consumption in Coke Ovens | 4220 | 4220-Blast Furnace Gas | KTOE | FR | 2013 | nrg_110a | 10.3833
Consumption in BKB / PB Plants | 6000 | 6000-Electrical energy | KTOE | RS | 2009 | nrg_110a | 0.17585
Consumption in Pipeline transport | 6000 | 6000-Electrical energy | KTOE | IT | 2012 | nrg_110a | 1.6161
Imports | 6000 | 6000-Electrical energy | KTOE | ME | 2011 | nrg_110a | 7.1762
Imports | 6000 | 6000-Electrical energy | KTOE | PT | 2012 | nrg_110a | 38.7572
Consumption in Coal Mines | 6000 | 6000-Electrical energy | KTOE | HU | 2010 | nrg_110a | 1.4151
Consumption in Coal Mines | 6000 | 6000-Electrical energy | KTOE | RO | 2012 | nrg_110a | 3.9356
Consumption in Coal Mines | 6000 | 6000-Electrical energy | KTOE | PT | 2014 | nrg_110a | 0.01256
Transformation output from Coke Ovens | 0 | 0000-All products | KTOE | FI | 2014 | nrg_100a | 34.6039
Transformation output from Coke Ovens | 0 | 0000-All products | KTOE | FR | 2010 | nrg_100a | 114.0736
Consumption in Pipeline transport | 0 | 0000-All products | KTOE | DE | 2013 | nrg_100a | 11.61
Consumption in Pipeline transport | 0 | 0000-All products | KTOE | LT | 2010 | nrg_100a | 1.03
Imports | 6000 | 6000-Electrical energy | KTOE | LT | 2012 | nrg_100a | 29.0145
Imports | 6000 | 6000-Electrical energy | KTOE | LU | 2011 | nrg_100a | 25.5437
Consumption in Gas Works | 6000 | 6000-Electrical energy | KTOE | PL | 2014 | nrg_100a | 0.25539
Consumption in Oil and gas extraction | 6000 | 6000-Electrical energy | KTOE | IT | 2010 | nrg_100a | 1.3691
Consumption in Oil and gas extraction | 6000 | 6000-Electrical energy | KTOE | PL | 2009 | nrg_100a | 0.30982
Consumption in Oil and gas extraction | 6000 | 6000-Electrical energy | KTOE | UA | 2011 | nrg_100a | 2.1018
Consumption in Oil and gas extraction | 6000 | 6000-Electrical energy | KTOE | UK | 2012 | nrg_100a | 2.0348
Primary production | 0 | 0000-All products | KTOE | SK | 2009 | nrg_100a | 239.2086
Imports | 6000 | 6000-Electrical energy | KTOE | AL | 2011 | nrg_110a | 11.744
Transformation input in Coke Ovens | 0 | 0000-All products | KTOE | EE | 2012 | nrg_100a | 0.87504
Primary production | 0 | 0000-All products | KTOE | NO | 2009 | nrg_100a | 9118.8881
Imports | 0 | 0000-All products | KTOE | PL | 2014 | nrg_100a | 1953.4185
Imports | 6000 | 6000-Electrical energy | KTOE | PL | 2013 | nrg_105a | 28.0851
Consumption in Oil and gas extraction | 6000 | 6000-Electrical energy | KTOE | SK | 2012 | nrg_105a | 0.037681
Consumption in Oil and gas extraction | 0 | 0000-All products | KTOE | TR | 2010 | nrg_110a | 0.34332
Imports | 0 | 0000-All products | KTOE | NO | 2010 | nrg_110a | 342.2081
Transformation input in Coke Ovens | 0 | 0000-All products | KTOE | ES | 2014 | nrg_110a | 59.126
Transformation output from Gas Works | 0 | 0000-All products | KTOE | EE | 2014 | nrg_110a | 6.4812
Imports | 6000 | 6000-Electrical energy | KTOE | NO | 2013 | nrg_110a | 36.488
Transformation output from Gas Works | 0 | 0000-All products | KTOE | EE | 2012 | nrg_100a | 6.6779
Imports | 6000 | 6000-Electrical energy | KTOE | BG | 2012 | nrg_100a | 8.4699
Consumption in Gas Works | 6000 | 6000-Electrical energy | KTOE | SE | 2010 | nrg_100a | 0.020934
Consumption in Gas Works | 6000 | 6000-Electrical energy | KTOE | UA | 2011 | nrg_100a | 0.41868
Consumption in Coal Mines | 6000 | 6000-Electrical energy | KTOE | ES | 2014 | nrg_100a | 1.6119
Consumption in Coal Mines | 6000 | 6000-Electrical energy | KTOE | FR | 2011 | nrg_100a | 0.21771
Consumption in Pipeline transport | 6000 | 6000-Electrical energy | KTOE | TR | 2013 | nrg_100a | 0.59453
Consumption in Pipeline transport | 6000 | 6000-Electrical energy | KTOE | UA | 2009 | nrg_100a | 2.0641
Transformation input in Coke Ovens | 0 | 0000-All products | KTOE | CZ | 2010 | nrg_100a | 97.2007
Primary production | 0 | 0000-All products | KTOE | PL | 2010 | nrg_100a | 2794.2829
Imports | 0 | 0000-All products | KTOE | SE | 2010 | nrg_100a | 1392.5255
Imports | 6000 | 6000-Electrical energy | KTOE | BG | 2009 | nrg_105a | 9.5836
Consumption in Coal Mines | 6000 | 6000-Electrical energy | KTOE | ES | 2012 | nrg_105a | 0.51498
Consumption in Coal Mines | 6000 | 6000-Electrical energy | KTOE | FR | 2013 | nrg_105a | 0.20934
Consumption in BKB / PB Plants | 6000 | 6000-Electrical energy | KTOE | LT | 2013 | nrg_105a | 0.020934
Consumption in Gas Works | 6000 | 6000-Electrical energy | KTOE | CZ | 2011 | nrg_105a | 0.16329
Consumption in Pipeline transport | 6000 | 6000-Electrical energy | KTOE | PT | 2012 | nrg_105a | 0.050242
Consumption in Coal Mines | 0 | 0000-All products | KTOE | EL | 2012 | nrg_110a | 3.3243
Imports | 0 | 0000-All products | KTOE | BG | 2011 | nrg_110a | 488.3693
Imports | 0 | 0000-All products | KTOE | SE | 2011 | nrg_110a | 1338.4907
Consumption in BKB / PB Plants | 0 | 0000-All products | KTOE | LT | 2012 | nrg_110a | 0.033494
Consumption in Pipeline transport | 0 | 0000-All products | KTOE | RO | 2010 | nrg_110a | 0.56522
Consumption in Pipeline transport | 0 | 0000-All products | KTOE | UA | 2009 | nrg_110a | 139.6507
Consumption in Coal Mines | 0 | 0000-All products | KTOE | EE | 2014 | nrg_100a | 1.704
Consumption in Pipeline transport | 0 | 0000-All products | KTOE | TR | 2011 | nrg_100a | 7.3478
Imports | 6000 | 6000-Electrical energy | KTOE | RO | 2010 | nrg_100a | 2.7633
Consumption in BKB / PB Plants | 6000 | 6000-Electrical energy | KTOE | RS | 2010 | nrg_100a | 0.86667
Consumption in Oil and gas extraction | 6000 | 6000-Electrical energy | KTOE | HU | 2009 | nrg_100a | 1.2477
Consumption in Coal Mines | 6000 | 6000-Electrical energy | KTOE | PT | 2009 | nrg_100a | 0.0041868
Consumption in BKB / PB Plants | 6000 | 6000-Electrical energy | KTOE | IE | 2010 | nrg_100a | 0.32657
Consumption in Pipeline transport | 6000 | 6000-Electrical energy | KTOE | CZ | 2010 | nrg_100a | 0.2219
Consumption in Pipeline transport | 6000 | 6000-Electrical energy | KTOE | HR | 2014 | nrg_100a | 0.087923
Consumption in Pipeline transport | 6000 | 6000-Electrical energy | KTOE | LV | 2011 | nrg_100a | 0.066989
Consumption in Oil and gas extraction | 0 | 0000-All products | KTOE | LT | 2014 | nrg_100a | 0.1256
Transformation input in Gas Works | 0 | 0000-All products | KTOE | SE | 2010 | nrg_100a | 0.73269
Primary production | 0 | 0000-All products | KTOE | FI | 2014 | nrg_100a | 755.9226
Primary production | 0 | 0000-All products | KTOE | HR | 2014 | nrg_100a | 182.2514
Primary production | 0 | 0000-All products | KTOE | MD | 2011 | nrg_100a | 10.7894
Imports | 0 | 0000-All products | KTOE | EL | 2012 | nrg_100a | 1375.6359
Imports | 0 | 0000-All products | KTOE | ES | 2014 | nrg_100a | 5130.5759
Imports | 0 | 0000-All products | KTOE | ME | 2012 | nrg_100a | 17.5385
Consumption in Oil and gas extraction | 0 | 0000-All products | KTOE | HU | 2010 | nrg_100a | 1.4151
Consumption in Coke Ovens | 4220 | 4220-Blast Furnace Gas | KTOE | FR | 2009 | nrg_103a | 9.4622
Imports | 6000 | 6000-Electrical energy | KTOE | EE | 2011 | nrg_105a | 6.0834
Imports | 6000 | 6000-Electrical energy | KTOE | MK | 2013 | nrg_105a | 8.9681
Imports | 6000 | 6000-Electrical energy | KTOE | RO | 2012 | nrg_105a | 14.0509
Consumption in Oil and gas extraction | 6000 | 6000-Electrical energy | KTOE | LT | 2010 | nrg_105a | 0.062802
Consumption in Coal Mines | 6000 | 6000-Electrical energy | KTOE | EE | 2010 | nrg_105a | 0.79968
Consumption in Coal Mines | 6000 | 6000-Electrical energy | KTOE | PT | 2011 | nrg_105a | 0.01256
Consumption in BKB / PB Plants | 6000 | 6000-Electrical energy | KTOE | RS | 2012 | nrg_105a | 0.74106
Consumption in Pipeline transport | 6000 | 6000-Electrical energy | KTOE | HR | 2010 | nrg_105a | 0.083736
Consumption in Pipeline transport | 6000 | 6000-Electrical energy | KTOE | LT | 2013 | nrg_105a | 0.087923
Consumption in Pipeline transport | 6000 | 6000-Electrical energy | KTOE | PL | 2013 | nrg_105a | 1.0258
Primary production | 5520 | 5520-Wind power | KTOE | BE | 2010 | nrg_107a | 4.6515
Primary production | 5520 | 5520-Wind power | KTOE | FR | 2012 | nrg_107a | 53.6915
Primary production | 5520 | 5520-Wind power | KTOE | HU | 2010 | nrg_107a | 1.9217
Transformation input in Coke Ovens | 0 | 0000-All products | KTOE | HU | 2009 | nrg_110a | 32.7031
Transformation output from BKB / PB Plants | 0 | 0000-All products | KTOE | UA | 2011 | nrg_110a | 4.4799
Consumption in Coal Mines | 0 | 0000-All products | KTOE | HU | 2014 | nrg_110a | 0.95459
Consumption in Coal Mines | 0 | 0000-All products | KTOE | MK | 2009 | nrg_110a | 0.43124
Primary production | 0 | 0000-All products | KTOE | HU | 2014 | nrg_110a | 418.6423
Primary production | 0 | 0000-All products | KTOE | HR | 2013 | nrg_110a | 185.8186
Primary production | 0 | 0000-All products | KTOE | FR | 2010 | nrg_110a | 5619.4811
Primary production | 0 | 0000-All products | KTOE | ME | 2013 | nrg_110a | 31.8741
Imports | 0 | 0000-All products | KTOE | EE | 2009 | nrg_110a | 85.842
Imports | 0 | 0000-All products | KTOE | ES | 2014 | nrg_110a | 5130.5759
Transformation input in Coke Ovens | 0 | 0000-All products | KTOE | AT | 2011 | nrg_110a | 51.9163
Consumption in Gas Works | 0 | 0000-All products | KTOE | ES | 2014 | nrg_110a | 0.37263
Transformation input in Gas Works | 0 | 0000-All products | KTOE | DK | 2010 | nrg_110a | 0.61546
Transformation input in Patent Fuel Plants | 0 | 0000-All products | KTOE | HU | 2011 | nrg_110a | 0.10467
Transformation input in Patent Fuel Plants | 0 | 0000-All products | KTOE | UK | 2011 | nrg_110a | 9.6673
Transformation output from Coke Ovens | 0 | 0000-All products | KTOE | FR | 2013 | nrg_110a | 120.8269
Transformation output from Coke Ovens | 0 | 0000-All products | KTOE | HU | 2009 | nrg_110a | 28.7968
Transformation output from Coke Ovens | 0 | 0000-All products | KTOE | SK | 2010 | nrg_110a | 61.592
Consumption in Pipeline transport | 0 | 0000-All products | KTOE | CZ | 2014 | nrg_110a | 1.704
Consumption in Pipeline transport | 0 | 0000-All products | KTOE | HU | 2012 | nrg_110a | 2.3739
Primary production | 3000 | 3000-Total petroleum products | KTOE | SK | 2012 | nrg_110a | 0.59453
Primary production | 3000 | 3000-Total petroleum products | KTOE | TR | 2010 | nrg_100a | 106.374
Primary production | 2000 | 2000-Solid fuels | KTOE | TR | 2010 | nrg_110a | 733.699
Primary production | 2000 | 2000-Solid fuels | KTOE | TR | 2013 | nrg_101a | 654.9076
Transformation input in Coke Ovens | 2000 | 2000-Solid fuels | KTOE | ES | 2014 | nrg_101a | 59.126
Transformation input in BKB / PB Plants | 2000 | 2000-Solid fuels | KTOE | RS | 2010 | nrg_101a | 19.5105
Primary production | 2000 | 2000-Solid fuels | KTOE | NO | 2013 | nrg_101a | 52.1257
Primary production | 2000 | 2000-Solid fuels | KTOE | NO | 2009 | nrg_110a | 74.211
Imports | 2000 | 2000-Solid fuels | KTOE | AL | 2013 | nrg_110a | 2.7758
Transformation input in BKB / PB Plants | 2000 | 2000-Solid fuels | KTOE | EE | 2012 | nrg_110a | 0.84992
Consumption in Oil and gas extraction | 3000 | 3000-Total petroleum products | KTOE | SK | 2013 | nrg_110a | 0.041868
Imports | 2000 | 2000-Solid fuels | KTOE | PL | 2010 | nrg_100a | 346.2902
Imports | 2000 | 2000-Solid fuels | KTOE | NO | 2012 | nrg_100a | 33.6828
Transformation input in Coke Ovens | 2000 | 2000-Solid fuels | KTOE | EE | 2012 | nrg_100a | 0.87504
Transformation input in BKB / PB Plants | 2000 | 2000-Solid fuels | KTOE | EE | 2014 | nrg_100a | 1.0174
Imports | 3000 | 3000-Total petroleum products | KTOE | NO | 2011 | nrg_100a | 232.1916
Primary production | 2000 | 2000-Solid fuels | KTOE | FI | 2014 | nrg_101a | 67.127
Imports | 2000 | 2000-Solid fuels | KTOE | CZ | 2012 | nrg_101a | 76.8738
Imports | 2000 | 2000-Solid fuels | KTOE | RS | 2011 | nrg_101a | 33.4735
Imports | 2000 | 2000-Solid fuels | KTOE | SE | 2010 | nrg_101a | 107.6426
Imports | 3000 | 3000-Total petroleum products | KTOE | BG | 2013 | nrg_102a | 341.6722
Consumption in Coal Mines | 2000 | 2000-Solid fuels | KTOE | HU | 2011 | nrg_110a | 0.062802
Imports | 2000 | 2000-Solid fuels | KTOE | BG | 2009 | nrg_110a | 73.2816
Imports | 2000 | 2000-Solid fuels | KTOE | RO | 2011 | nrg_110a | 48.1608
Imports | 2000 | 2000-Solid fuels | KTOE | RS | 2014 | nrg_110a | 20.2516
Transformation input in Coke Ovens | 2000 | 2000-Solid fuels | KTOE | DE | 2014 | nrg_110a | 331.9128
Consumption in Gas Works | 2000 | 2000-Solid fuels | KTOE | CZ | 2013 | nrg_110a | 3.3536
Imports | 3000 | 3000-Total petroleum products | KTOE | CY | 2009 | nrg_110a | 120.5422
Primary production | 3000 | 3000-Total petroleum products | KTOE | PL | 2014 | nrg_110a | 39.0293
Consumption in Pipeline transport | 3000 | 3000-Total petroleum products | KTOE | UA | 2009 | nrg_110a | 0.33913
Imports | 2000 | 2000-Solid fuels | KTOE | CY | 2010 | nrg_100a | 0.46055
Imports | 2000 | 2000-Solid fuels | KTOE | RS | 2009 | nrg_100a | 25.7698
Transformation input in Coke Ovens | 2000 | 2000-Solid fuels | KTOE | DE | 2012 | nrg_100a | 306.6412
Consumption in Pipeline transport | 3000 | 3000-Total petroleum products | KTOE | UA | 2011 | nrg_100a | 0.29726
Transformation output from Coke Ovens | 2000 | 2000-Solid fuels | KTOE | NL | 2012 | nrg_101a | 57.2461
Transformation output from Patent Fuel Plants | 2000 | 2000-Solid fuels | KTOE | UK | 2013 | nrg_101a | 9.8432
Transformation output from BKB / PB Plants | 2000 | 2000-Solid fuels | KTOE | LT | 2013 | nrg_101a | 0.13816
Transformation output from BKB / PB Plants | 2000 | 2000-Solid fuels | KTOE | UA | 2009 | nrg_101a | 3.9816
Transformation input in Coke Ovens | 2000 | 2000-Solid fuels | KTOE | AT | 2011 | nrg_101a | 51.9163
Transformation input in Patent Fuel Plants | 2000 | 2000-Solid fuels | KTOE | UK | 2013 | nrg_101a | 6.6026
Primary production | 2000 | 2000-Solid fuels | KTOE | AT | 2014 | nrg_101a | 0.0083736
Primary production | 2000 | 2000-Solid fuels | KTOE | AL | 2012 | nrg_101a | 0.050242
Imports | 2000 | 2000-Solid fuels | KTOE | MK | 2012 | nrg_101a | 5.962
Imports | 2000 | 2000-Solid fuels | KTOE | RO | 2013 | nrg_101a | 45.6361
Primary production | 3000 | 3000-Total petroleum products | KTOE | AT | 2012 | nrg_102a | 38.2464
Imports | 3000 | 3000-Total petroleum products | KTOE | ES | 2014 | nrg_102a | 3307.3124
Consumption in Oil and gas extraction | 3000 | 3000-Total petroleum products | KTOE | LT | 2011 | nrg_102a | 0.041868
Consumption in Coal Mines | 3000 | 3000-Total petroleum products | KTOE | EE | 2012 | nrg_102a | 0.79549
Primary production | 2000 | 2000-Solid fuels | KTOE | LV | 2010 | nrg_110a | 0.10048
Primary production | 2000 | 2000-Solid fuels | KTOE | ME | 2009 | nrg_110a | 8.8132
Transformation input in BKB / PB Plants | 2000 | 2000-Solid fuels | KTOE | DE | 2011 | nrg_110a | 142.1921
Transformation input in BKB / PB Plants | 2000 | 2000-Solid fuels | KTOE | FI | 2010 | nrg_110a | 0.39356
Transformation input in BKB / PB Plants | 2000 | 2000-Solid fuels | KTOE | IE | 2011 | nrg_110a | 4.0151
Transformation input in Coke Ovens | 2000 | 2000-Solid fuels | KTOE | BE | 2009 | nrg_110a | 59.9927
Transformation input in Coke Ovens | 2000 | 2000-Solid fuels | KTOE | HU | 2011 | nrg_110a | 44.6564
Transformation output from Coke Ovens | 2000 | 2000-Solid fuels | KTOE | FR | 2009 | nrg_110a | 94.4291
Transformation output from Coke Ovens | 2000 | 2000-Solid fuels | KTOE | FI | 2013 | nrg_110a | 26.1926
Consumption in BKB / PB Plants | 2000 | 2000-Solid fuels | KTOE | IE | 2010 | nrg_110a | 0.59034
Imports | 3000 | 3000-Total petroleum products | KTOE | EE | 2010 | nrg_110a | 48.4078
Imports | 3000 | 3000-Total petroleum products | KTOE | EL | 2013 | nrg_110a | 1129.9001
Imports | 3000 | 3000-Total petroleum products | KTOE | ES | 2012 | nrg_110a | 3296.59
Primary production | 3000 | 3000-Total petroleum products | KTOE | MD | 2011 | nrg_110a | 0.52335
Transformation input in Gas Works | 3000 | 3000-Total petroleum products | KTOE | PL | 2012 | nrg_110a | 0.09211
Transformation input in Patent Fuel Plants | 3000 | 3000-Total petroleum products | KTOE | UK | 2009 | nrg_110a | 3.5002
Consumption in Oil and gas extraction | 3000 | 3000-Total petroleum products | KTOE | LT | 2014 | nrg_110a | 0.041868
Transformation output from Coke Ovens | 2000 | 2000-Solid fuels | KTOE | HU | 2013 | nrg_100a | 28.3698
Transformation output from Coke Ovens | 2000 | 2000-Solid fuels | KTOE | NL | 2010 | nrg_100a | 61.6255
Primary production | 3000 | 3000-Total petroleum products | KTOE | AT | 2010 | nrg_100a | 41.9015
Primary production | 3000 | 3000-Total petroleum products | KTOE | MD | 2010 | nrg_100a | 0.43961
Primary production | 2000 | 2000-Solid fuels | KTOE | ME | 2013 | nrg_100a | 15.5833
Imports | 2000 | 2000-Solid fuels | KTOE | EE | 2009 | nrg_100a | 1.0006
Imports | 2000 | 2000-Solid fuels | KTOE | ES | 2012 | nrg_100a | 542.5423
Imports | 2000 | 2000-Solid fuels | KTOE | PT | 2014 | nrg_100a | 108.6475
Transformation input in Coke Ovens | 2000 | 2000-Solid fuels | KTOE | HU | 2011 | nrg_100a | 44.6564
Transformation input in Coke Ovens | 2000 | 2000-Solid fuels | KTOE | SE | 2014 | nrg_100a | 43.7102
Transformation input in BKB / PB Plants | 2000 | 2000-Solid fuels | KTOE | DE | 2013 | nrg_100a | 145.4787
Transformation input in BKB / PB Plants | 2000 | 2000-Solid fuels | KTOE | FI | 2012 | nrg_100a | 0.48148
Transformation output from Coke Ovens | 2000 | 2000-Solid fuels | KTOE | SE | 2010 | nrg_100a | 34.114
Transformation output from Coke Ovens | 2000 | 2000-Solid fuels | KTOE | TR | 2011 | nrg_100a | 111.2349
Transformation output from Patent Fuel Plants | 2000 | 2000-Solid fuels | KTOE | UK | 2009 | nrg_100a | 8.876
Transformation output from BKB / PB Plants | 2000 | 2000-Solid fuels | KTOE | LT | 2009 | nrg_100a | 0.20097
Consumption in Coal Mines | 2000 | 2000-Solid fuels | KTOE | EE | 2013 | nrg_100a | 0.19259
Consumption in Coal Mines | 2000 | 2000-Solid fuels | KTOE | HU | 2013 | nrg_100a | 0.079549
Imports | 3000 | 3000-Total petroleum products | KTOE | EE | 2011 | nrg_100a | 48.3199
Imports | 3000 | 3000-Total petroleum products | KTOE | EL | 2011 | nrg_100a | 1049.0739
Imports | 3000 | 3000-Total petroleum products | KTOE | ME | 2010 | nrg_100a | 13.381
Transformation input in Coke Ovens | 2000 | 2000-Solid fuels | KTOE | IT | 2012 | nrg_101a | 154.9828
Transformation input in Coke Ovens | 2000 | 2000-Solid fuels | KTOE | SK | 2014 | nrg_101a | 60.1392
Primary production | 2000 | 2000-Solid fuels | KTOE | BG | 2014 | nrg_101a | 213.778
Primary production | 2000 | 2000-Solid fuels | KTOE | ES | 2014 | nrg_101a | 68.1695
Primary production | 2000 | 2000-Solid fuels | KTOE | SE | 2010 | nrg_101a | 9.9646
Primary production | 2000 | 2000-Solid fuels | KTOE | RS | 2012 | nrg_101a | 304.7237
Primary production | 2000 | 2000-Solid fuels | KTOE | XK | 2011 | nrg_101a | 64.7028
Imports | 2000 | 2000-Solid fuels | KTOE | HU | 2010 | nrg_101a | 59.0841
Imports | 2000 | 2000-Solid fuels | KTOE | MD | 2013 | nrg_101a | 6.3472
Imports | 2000 | 2000-Solid fuels | KTOE | NL | 2013 | nrg_101a | 1055.2034
Imports | 2000 | 2000-Solid fuels | KTOE | NO | 2010 | nrg_101a | 31.5894
Consumption in Coke Ovens | 2000 | 2000-Solid fuels | KTOE | PL | 2012 | nrg_101a | 1.8464
Consumption in BKB / PB Plants | 2000 | 2000-Solid fuels | KTOE | DE | 2014 | nrg_101a | 9.5878
Consumption in Gas Works | 2000 | 2000-Solid fuels | KTOE | CZ | 2013 | nrg_101a | 3.3536
Primary production | 3000 | 3000-Total petroleum products | KTOE | DK | 2013 | nrg_102a | 364.1134
Primary production | 3000 | 3000-Total petroleum products | KTOE | HU | 2010 | nrg_102a | 42.0104
Primary production | 3000 | 3000-Total petroleum products | KTOE | RS | 2010 | nrg_102a | 38.1836
Primary production | 3000 | 3000-Total petroleum products | KTOE | UA | 2010 | nrg_102a | 151.9808
Imports | 3000 | 3000-Total petroleum products | KTOE | FR | 2011 | nrg_102a | 4447.533
Imports | 3000 | 3000-Total petroleum products | KTOE | IE | 2011 | nrg_102a | 365.6709
Imports | 3000 | 3000-Total petroleum products | KTOE | IS | 2013 | nrg_102a | 29.5881
Primary production | 2000 | 2000-Solid fuels | KTOE | SK | 2013 | nrg_100a | 24.4635
Primary production | 3000 | 3000-Total petroleum products | KTOE | SK | 2012 | nrg_102a | 0.59453
Primary production | 3000 | 3000-Total petroleum products | KTOE | SK | 2009 | nrg_110a | 0.72432
Primary production | 2000 | 2000-Solid fuels | KTOE | TR | 2014 | nrg_100a | 678.3579
Primary production | 2000 | 2000-Solid fuels | KTOE | TR | 2010 | nrg_101a | 733.699
Transformation input in Coke Ovens | 2000 | 2000-Solid fuels | KTOE | ES | 2011 | nrg_101a | 79.2896
Primary production | 2000 | 2000-Solid fuels | KTOE | NO | 2010 | nrg_101a | 54.374
Primary production | 3000 | 3000-Total petroleum products | KTOE | NO | 2014 | nrg_102a | 3640.5901
Imports | 2000 | 2000-Solid fuels | KTOE | AL | 2010 | nrg_110a | 4.5427
Imports | 2000 | 2000-Solid fuels | KTOE | PL | 2013 | nrg_110a | 270.2831
Transformation input in BKB / PB Plants | 2000 | 2000-Solid fuels | KTOE | EE | 2009 | nrg_110a | 0.76618
Primary production | 3000 | 3000-Total petroleum products | KTOE | NO | 2012 | nrg_110a | 3660.2848
Imports | 2000 | 2000-Solid fuels | KTOE | AL | 2013 | nrg_100a | 2.7758
Imports | 2000 | 2000-Solid fuels | KTOE | NO | 2009 | nrg_100a | 19.8664
Transformation input in Coke Ovens | 2000 | 2000-Solid fuels | KTOE | EE | 2009 | nrg_100a | 0.80387
Transformation input in BKB / PB Plants | 2000 | 2000-Solid fuels | KTOE | EE | 2011 | nrg_100a | 1.2519
Imports | 3000 | 3000-Total petroleum products | KTOE | AL | 2014 | nrg_100a | 63.3212
Consumption in Oil and gas extraction | 3000 | 3000-Total petroleum products | KTOE | SK | 2009 | nrg_100a | 0.041868
Imports | 2000 | 2000-Solid fuels | KTOE | CZ | 2009 | nrg_101a | 81.1988
Imports | 2000 | 2000-Solid fuels | KTOE | RO | 2010 | nrg_101a | 53.7543
Primary production | 3000 | 3000-Total petroleum products | KTOE | PL | 2013 | nrg_102a | 39.7788
Imports | 3000 | 3000-Total petroleum products | KTOE | BG | 2010 | nrg_102a | 318.2638
Imports | 3000 | 3000-Total petroleum products | KTOE | CY | 2012 | nrg_102a | 109.062
Imports | 3000 | 3000-Total petroleum products | KTOE | PL | 2012 | nrg_102a | 1220.7495
Imports | 3000 | 3000-Total petroleum products | KTOE | PT | 2013 | nrg_102a | 674.5898
Imports | 2000 | 2000-Solid fuels | KTOE | CY | 2014 | nrg_110a | 0.11723
Imports | 2000 | 2000-Solid fuels | KTOE | PT | 2013 | nrg_110a | 105.8716
Imports | 2000 | 2000-Solid fuels | KTOE | RS | 2011 | nrg_110a | 33.4735
Transformation input in Coke Ovens | 2000 | 2000-Solid fuels | KTOE | DE | 2011 | nrg_110a | 307.219
Consumption in Gas Works | 2000 | 2000-Solid fuels | KTOE | CZ | 2010 | nrg_110a | 2.0725
Imports | 3000 | 3000-Total petroleum products | KTOE | BG | 2014 | nrg_110a | 331.1591
Primary production | 3000 | 3000-Total petroleum products | KTOE | PL | 2011 | nrg_110a | 27.3231
Imports | 2000 | 2000-Solid fuels | KTOE | PT | 2011 | nrg_100a | 89.9115
Transformation input in Patent Fuel Plants | 2000 | 2000-Solid fuels | KTOE | FR | 2009 | nrg_100a | 0.10467
Transformation input in Coke Ovens | 2000 | 2000-Solid fuels | KTOE | CZ | 2013 | nrg_100a | 96.4639
Transformation input in Coke Ovens | 2000 | 2000-Solid fuels | KTOE | DE | 2009 | nrg_100a | 249.8222
Consumption in Gas Works | 2000 | 2000-Solid fuels | KTOE | CZ | 2012 | nrg_100a | 1.9594
Transformation input in Coke Ovens | 3000 | 3000-Total petroleum products | KTOE | DE | 2013 | nrg_100a | 31.6606
Imports | 3000 | 3000-Total petroleum products | KTOE | CY | 2013 | nrg_100a | 96.556
Imports | 3000 | 3000-Total petroleum products | KTOE | PT | 2014 | nrg_100a | 636.2764
Transformation output from Coke Ovens | 2000 | 2000-Solid fuels | KTOE | HU | 2012 | nrg_101a | 31.5015
Transformation output from Coke Ovens | 2000 | 2000-Solid fuels | KTOE | NL | 2009 | nrg_101a | 51.4432
Transformation output from Coke Ovens | 2000 | 2000-Solid fuels | KTOE | SK | 2013 | nrg_101a | 45.992
Transformation output from Patent Fuel Plants | 2000 | 2000-Solid fuels | KTOE | UK | 2010 | nrg_101a | 9.3156
Transformation output from BKB / PB Plants | 2000 | 2000-Solid fuels | KTOE | LT | 2010 | nrg_101a | 0.12142
Transformation input in Patent Fuel Plants | 2000 | 2000-Solid fuels | KTOE | UK | 2010 | nrg_101a | 6.075
Primary production | 2000 | 2000-Solid fuels | KTOE | AL | 2009 | nrg_101a | 0.10048
Primary production | 2000 | 2000-Solid fuels | KTOE | AT | 2011 | nrg_101a | 0.0083736
Primary production | 2000 | 2000-Solid fuels | KTOE | FI | 2011 | nrg_101a | 70.669
Imports | 2000 | 2000-Solid fuels | KTOE | MK | 2009 | nrg_101a | 2.0683
Transformation input in Patent Fuel Plants | 3000 | 3000-Total petroleum products | KTOE | UK | 2012 | nrg_102a | 2.8177
Primary production | 3000 | 3000-Total petroleum products | KTOE | AT | 2009 | nrg_102a | 43.4674
Imports | 3000 | 3000-Total petroleum products | KTOE | ES | 2011 | nrg_102a | 3314.9282
Transformation input in Coke Ovens | 3000 | 3000-Total petroleum products | KTOE | HU | 2009 | nrg_102a | 0.49404
Consumption in Coal Mines | 3000 | 3000-Total petroleum products | KTOE | EE | 2009 | nrg_102a | 0.59034
Consumption in Coal Mines | 2000 | 2000-Solid fuels | KTOE | RO | 2014 | nrg_110a | 0.0083736
Primary production | 2000 | 2000-Solid fuels | KTOE | AL | 2013 | nrg_110a | 0.029308
Primary production | 2000 | 2000-Solid fuels | KTOE | AT | 2013 | nrg_110a | 0.0083736
Primary production | 2000 | 2000-Solid fuels | KTOE | FI | 2014 | nrg_110a | 67.127
Imports | 2000 | 2000-Solid fuels | KTOE | EE | 2013 | nrg_110a | 1.6035
Imports | 2000 | 2000-Solid fuels | KTOE | MK | 2013 | nrg_110a | 4.2412
Transformation input in Gas Works | 2000 | 2000-Solid fuels | KTOE | EE | 2013 | nrg_110a | 10.781
Transformation output from Coke Ovens | 2000 | 2000-Solid fuels | KTOE | ES | 2014 | nrg_110a | 46.3144
Transformation output from Coke Ovens | 2000 | 2000-Solid fuels | KTOE | FI | 2010 | nrg_110a | 23.7978
Transformation output from Coke Ovens | 2000 | 2000-Solid fuels | KTOE | IT | 2012 | nrg_110a | 119.2443
Transformation output from Coke Ovens | 2000 | 2000-Solid fuels | KTOE | SE | 2013 | nrg_110a | 30.752
Transformation output from Coke Ovens | 2000 | 2000-Solid fuels | KTOE | TR | 2014 | nrg_110a | 131.3525
Imports | 3000 | 3000-Total petroleum products | KTOE | EL | 2010 | nrg_110a | 1139.199
Imports | 3000 | 3000-Total petroleum products | KTOE | ES | 2009 | nrg_110a | 3427.1177
Primary production | 3000 | 3000-Total petroleum products | KTOE | FR | 2012 | nrg_110a | 43.4422
Transformation input in Gas Works | 3000 | 3000-Total petroleum products | KTOE | PL | 2009 | nrg_110a | 0.13816
Consumption in Oil and gas extraction | 3000 | 3000-Total petroleum products | KTOE | LT | 2011 | nrg_110a | 0.041868
Consumption in Coal Mines | 3000 | 3000-Total petroleum products | KTOE | EE | 2012 | nrg_110a | 0.79549
Transformation output from Coke Ovens | 2000 | 2000-Solid fuels | KTOE | FR | 2014 | nrg_100a | 97.833
Transformation output from Coke Ovens | 2000 | 2000-Solid fuels | KTOE | HU | 2010 | nrg_100a | 31.4261
Transformation output from Coke Ovens | 2000 | 2000-Solid fuels | KTOE | RO | 2009 | nrg_100a | 9.7176
Primary production | 2000 | 2000-Solid fuels | KTOE | ME | 2010 | nrg_100a | 17.8483
Imports | 2000 | 2000-Solid fuels | KTOE | ES | 2009 | nrg_100a | 414.5644
Transformation input in Coke Ovens | 2000 | 2000-Solid fuels | KTOE | SE | 2011 | nrg_100a | 48.5083
Transformation input in BKB / PB Plants | 2000 | 2000-Solid fuels | KTOE | DE | 2010 | nrg_100a | 128.7357
Transformation input in BKB / PB Plants | 2000 | 2000-Solid fuels | KTOE | FI | 2009 | nrg_100a | 0.51498
Transformation output from BKB / PB Plants | 2000 | 2000-Solid fuels | KTOE | RS | 2014 | nrg_100a | 5.4219
Consumption in Coal Mines | 2000 | 2000-Solid fuels | KTOE | EE | 2010 | nrg_100a | 0.046055
Consumption in Coal Mines | 2000 | 2000-Solid fuels | KTOE | HU | 2010 | nrg_100a | 0.066989
Transformation input in Coke Ovens | 2000 | 2000-Solid fuels | KTOE | IT | 2009 | nrg_101a | 105.1599
Transformation input in Coke Ovens | 2000 | 2000-Solid fuels | KTOE | UK | 2014 | nrg_101a | 150.5029
Transformation input in Coke Ovens | 2000 | 2000-Solid fuels | KTOE | SK | 2011 | nrg_101a | 60.897
Primary production | 2000 | 2000-Solid fuels | KTOE | BG | 2011 | nrg_101a | 259.8705
Primary production | 2000 | 2000-Solid fuels | KTOE | ES | 2011 | nrg_101a | 110.8958
Primary production | 2000 | 2000-Solid fuels | KTOE | IE | 2012 | nrg_101a | 13.2052
Primary production | 2000 | 2000-Solid fuels | KTOE | RS | 2009 | nrg_101a | 306.9385
Primary production | 2000 | 2000-Solid fuels | KTOE | UK | 2012 | nrg_101a | 399.0397
Imports | 2000 | 2000-Solid fuels | KTOE | IS | 2012 | nrg_101a | 4.1407
Imports | 2000 | 2000-Solid fuels | KTOE | MD | 2010 | nrg_101a | 4.4631
Imports | 2000 | 2000-Solid fuels | KTOE | NL | 2010 | nrg_101a | 534.8804
Imports | 2000 | 2000-Solid fuels | KTOE | UA | 2013 | nrg_101a | 382.9038
Consumption in Coke Ovens | 2000 | 2000-Solid fuels | KTOE | PL | 2009 | nrg_101a | 2.1813
Consumption in BKB / PB Plants | 2000 | 2000-Solid fuels | KTOE | DE | 2011 | nrg_101a | 10.3875
Consumption in BKB / PB Plants | 2000 | 2000-Solid fuels | KTOE | UA | 2012 | nrg_101a | 0.35169
Consumption in Gas Works | 2000 | 2000-Solid fuels | KTOE | CZ | 2010 | nrg_101a | 2.0725
Primary production | 3000 | 3000-Total petroleum products | KTOE | DK | 2010 | nrg_102a | 504.0321
Imports | 3000 | 3000-Total petroleum products | KTOE | IS | 2010 | nrg_102a | 42.0606
Imports | 3000 | 3000-Total petroleum products | KTOE | IT | 2012 | nrg_102a | 3625.0822
Imports | 3000 | 3000-Total petroleum products | KTOE | HU | 2014 | nrg_102a | 341.7099
Imports | 3000 | 3000-Total petroleum products | KTOE | MT | 2009 | nrg_102a | 84.1547
Consumption in Oil and gas extraction | 3000 | 3000-Total petroleum products | KTOE | NL | 2010 | nrg_102a | 0.083736
Consumption in Oil and gas extraction | 3000 | 3000-Total petroleum products | KTOE | NO | 2009 | nrg_102a | 8.2815
Primary production | 2000 | 2000-Solid fuels | KTOE | SK | 2012 | nrg_100a | 23.7559
Primary production | 3000 | 3000-Total petroleum products | KTOE | SK | 2011 | nrg_102a | 0.72432
Primary production | 2000 | 2000-Solid fuels | KTOE | SK | 2014 | nrg_101a | 24.2541
Primary production | 2000 | 2000-Solid fuels | KTOE | TR | 2013 | nrg_100a | 654.9076
Primary production | 3000 | 3000-Total petroleum products | KTOE | TR | 2014 | nrg_102a | 106.0768
Primary production | 2000 | 2000-Solid fuels | KTOE | TR | 2009 | nrg_101a | 728.6079
Transformation input in Coke Ovens | 2000 | 2000-Solid fuels | KTOE | ES | 2010 | nrg_101a | 77.2925
Primary production | 2000 | 2000-Solid fuels | KTOE | NO | 2009 | nrg_101a | 74.211
Primary production | 3000 | 3000-Total petroleum products | KTOE | NO | 2013 | nrg_102a | 3533.3452
Imports | 2000 | 2000-Solid fuels | KTOE | AL | 2009 | nrg_110a | 4.1073
Imports | 2000 | 2000-Solid fuels | KTOE | PL | 2012 | nrg_110a | 256.4499
Imports | 2000 | 2000-Solid fuels | KTOE | NO | 2014 | nrg_110a | 34.3527
Primary production | 3000 | 3000-Total petroleum products | KTOE | NO | 2011 | nrg_110a | 4055.8871
Imports | 2000 | 2000-Solid fuels | KTOE | AL | 2012 | nrg_100a | 6.7491
Transformation input in BKB / PB Plants | 2000 | 2000-Solid fuels | KTOE | EE | 2010 | nrg_100a | 1.4403
Imports | 3000 | 3000-Total petroleum products | KTOE | AL | 2013 | nrg_100a | 64.3469
Transformation input in Patent Fuel Plants | 2000 | 2000-Solid fuels | KTOE | FR | 2009 | nrg_101a | 0.10467
Imports | 2000 | 2000-Solid fuels | KTOE | RO | 2009 | nrg_101a | 43.9488
Primary production | 3000 | 3000-Total petroleum products | KTOE | PL | 2012 | nrg_102a | 28.1562
Imports | 3000 | 3000-Total petroleum products | KTOE | CY | 2011 | nrg_102a | 110.5315
Imports | 3000 | 3000-Total petroleum products | KTOE | BG | 2009 | nrg_102a | 324.1044
Imports | 3000 | 3000-Total petroleum products | KTOE | PL | 2011 | nrg_102a | 1231.0155
Imports | 3000 | 3000-Total petroleum products | KTOE | PT | 2012 | nrg_102a | 603.8538
Consumption in Coal Mines | 3000 | 3000-Total petroleum products | KTOE | ES | 2014 | nrg_102a | 0.77037
Imports | 2000 | 2000-Solid fuels | KTOE | CY | 2013 | nrg_110a | 0.0041868
Imports | 2000 | 2000-Solid fuels | KTOE | PT | 2012 | nrg_110a | 126.9396
Imports | 2000 | 2000-Solid fuels | KTOE | RS | 2010 | nrg_110a | 31.9537
Transformation input in Coke Ovens | 2000 | 2000-Solid fuels | KTOE | DE | 2010 | nrg_110a | 313.0805
Consumption in Gas Works | 2000 | 2000-Solid fuels | KTOE | CZ | 2009 | nrg_110a | 1.9971
Imports | 3000 | 3000-Total petroleum products | KTOE | BG | 2013 | nrg_110a | 341.6722
Primary production | 3000 | 3000-Total petroleum products | KTOE | PL | 2010 | nrg_110a | 30.4548
Consumption in Coal Mines | 3000 | 3000-Total petroleum products | KTOE | ES | 2014 | nrg_110a | 0.77037
Imports | 2000 | 2000-Solid fuels | KTOE | PT | 2010 | nrg_100a | 68.2113
Transformation input in Coke Ovens | 2000 | 2000-Solid fuels | KTOE | CZ | 2012 | nrg_100a | 95.7605
Consumption in Gas Works | 2000 | 2000-Solid fuels | KTOE | CZ | 2011 | nrg_100a | 1.8464
Transformation input in Coke Ovens | 3000 | 3000-Total petroleum products | KTOE | DE | 2012 | nrg_100a | 31.3131
Imports | 3000 | 3000-Total petroleum products | KTOE | CY | 2012 | nrg_100a | 109.062
Imports | 3000 | 3000-Total petroleum products | KTOE | PT | 2013 | nrg_100a | 674.5898
Transformation output from Coke Ovens | 2000 | 2000-Solid fuels | KTOE | HU | 2011 | nrg_101a | 32.5356
Transformation output from Coke Ovens | 2000 | 2000-Solid fuels | KTOE | SK | 2012 | nrg_101a | 46.7205
Transformation output from Patent Fuel Plants | 2000 | 2000-Solid fuels | KTOE | UK | 2009 | nrg_101a | 8.876
Transformation output from BKB / PB Plants | 2000 | 2000-Solid fuels | KTOE | LT | 2009 | nrg_101a | 0.20097
Transformation input in Patent Fuel Plants | 2000 | 2000-Solid fuels | KTOE | UK | 2009 | nrg_101a | 6.2048
Primary production | 2000 | 2000-Solid fuels | KTOE | AT | 2010 | nrg_101a | 0.0083736
Primary production | 2000 | 2000-Solid fuels | KTOE | FI | 2010 | nrg_101a | 75.6848
Transformation input in Patent Fuel Plants | 3000 | 3000-Total petroleum products | KTOE | UK | 2011 | nrg_102a | 3.0899
Imports | 3000 | 3000-Total petroleum products | KTOE | ES | 2010 | nrg_102a | 3362.5824
Consumption in Coal Mines | 2000 | 2000-Solid fuels | KTOE | RO | 2012 | nrg_110a | 0.050242
Primary production | 2000 | 2000-Solid fuels | KTOE | AL | 2012 | nrg_110a | 0.050242
Primary production | 2000 | 2000-Solid fuels | KTOE | AT | 2012 | nrg_110a | 0.0083736
Primary production | 2000 | 2000-Solid fuels | KTOE | FI | 2013 | nrg_110a | 71.2049
Imports | 2000 | 2000-Solid fuels | KTOE | EE | 2012 | nrg_110a | 2.2274
Imports | 2000 | 2000-Solid fuels | KTOE | MK | 2012 | nrg_110a | 5.962
Transformation input in Coke Ovens | 2000 | 2000-Solid fuels | KTOE | RO | 2010 | nrg_110a | 0.083736
Transformation input in Gas Works | 2000 | 2000-Solid fuels | KTOE | EE | 2012 | nrg_110a | 11.3839
Transformation output from Coke Ovens | 2000 | 2000-Solid fuels | KTOE | ES | 2013 | nrg_110a | 52.6406
Transformation output from Coke Ovens | 2000 | 2000-Solid fuels | KTOE | FI | 2009 | nrg_110a | 21.2983
Transformation output from Coke Ovens | 2000 | 2000-Solid fuels | KTOE | IT | 2011 | nrg_110a | 136.4562
Transformation output from Coke Ovens | 2000 | 2000-Solid fuels | KTOE | PL | 2014 | nrg_110a | 287.1642
Transformation output from Coke Ovens | 2000 | 2000-Solid fuels | KTOE | SE | 2012 | nrg_110a | 31.7778
Transformation output from Coke Ovens | 2000 | 2000-Solid fuels | KTOE | TR | 2013 | nrg_110a | 119.843
Imports | 3000 | 3000-Total petroleum products | KTOE | EL | 2009 | nrg_110a | 1164.2737
Imports | 3000 | 3000-Total petroleum products | KTOE | ME | 2014 | nrg_110a | 12.4641
Primary production | 3000 | 3000-Total petroleum products | KTOE | AL | 2014 | nrg_110a | 51.5311
Primary production | 3000 | 3000-Total petroleum products | KTOE | FR | 2011 | nrg_110a | 47.8342
Transformation input in Gas Works | 3000 | 3000-Total petroleum products | KTOE | SE | 2010 | nrg_110a | 0.57359
Consumption in Oil and gas extraction | 3000 | 3000-Total petroleum products | KTOE | LT | 2009 | nrg_110a | 0.041868
Consumption in Coal Mines | 3000 | 3000-Total petroleum products | KTOE | EE | 2011 | nrg_110a | 0.79549
Consumption in Pipeline transport | 3000 | 3000-Total petroleum products | KTOE | PL | 2014 | nrg_110a | 0.041868
Transformation output from Coke Ovens | 2000 | 2000-Solid fuels | KTOE | HU | 2009 | nrg_100a | 22.9562
Transformation output from Coke Ovens | 2000 | 2000-Solid fuels | KTOE | FR | 2013 | nrg_100a | 98.9592
Primary production | 2000 | 2000-Solid fuels | KTOE | ME | 2009 | nrg_100a | 8.8132
Primary production | 2000 | 2000-Solid fuels | KTOE | MK | 2014 | nrg_100a | 41.2316
Transformation input in Patent Fuel Plants | 2000 | 2000-Solid fuels | KTOE | HU | 2011 | nrg_100a | 0.10467
Imports | 2000 | 2000-Solid fuels | KTOE | RO | 2014 | nrg_100a | 42.2239
Transformation input in Coke Ovens | 2000 | 2000-Solid fuels | KTOE | SE | 2010 | nrg_100a | 55.4081
Transformation input in BKB / PB Plants | 2000 | 2000-Solid fuels | KTOE | DE | 2009 | nrg_100a | 100.4455
Transformation input in BKB / PB Plants | 2000 | 2000-Solid fuels | KTOE | RS | 2014 | nrg_100a | 6.5523
Transformation output from BKB / PB Plants | 2000 | 2000-Solid fuels | KTOE | RS | 2013 | nrg_100a | 10.3205
Consumption in Coal Mines | 2000 | 2000-Solid fuels | KTOE | EE | 2009 | nrg_100a | 0.26796
Consumption in Coal Mines | 2000 | 2000-Solid fuels | KTOE | HU | 2009 | nrg_100a | 0.046055
Transformation input in Gas Works | 3000 | 3000-Total petroleum products | KTOE | PL | 2014 | nrg_100a | 0.046055
Transformation output from Patent Fuel Plants | 2000 | 2000-Solid fuels | KTOE | BG | 2014 | nrg_101a | 0.55684
Transformation input in Coke Ovens | 2000 | 2000-Solid fuels | KTOE | FI | 2014 | nrg_101a | 36.3037
Transformation input in Coke Ovens | 2000 | 2000-Solid fuels | KTOE | UK | 2013 | nrg_101a | 159.9106
Transformation input in Coke Ovens | 2000 | 2000-Solid fuels | KTOE | SK | 2010 | nrg_101a | 62.9527
Primary production | 2000 | 2000-Solid fuels | KTOE | BG | 2010 | nrg_101a | 206.3004
Primary production | 2000 | 2000-Solid fuels | KTOE | ES | 2010 | nrg_101a | 138.0137
Primary production | 2000 | 2000-Solid fuels | KTOE | IE | 2011 | nrg_101a | 31.8322
Primary production | 2000 | 2000-Solid fuels | KTOE | UK | 2011 | nrg_101a | 437.3657
Imports | 2000 | 2000-Solid fuels | KTOE | DK | 2014 | nrg_101a | 106.2861
Imports | 2000 | 2000-Solid fuels | KTOE | HR | 2014 | nrg_101a | 25.3594
Imports | 2000 | 2000-Solid fuels | KTOE | IS | 2011 | nrg_101a | 3.7681
Imports | 2000 | 2000-Solid fuels | KTOE | MD | 2009 | nrg_101a | 3.295
Imports | 2000 | 2000-Solid fuels | KTOE | NL | 2009 | nrg_101a | 511.7274
Primary production | 2210 | 2210-Lignite/Brown Coal | KTOE | RO | 2011 | nrg_110a | 278.1752
Imports | 2210 | 2210-Lignite/Brown Coal | KTOE | RS | 2009 | nrg_110a | 4.8148
Imports | 3270A | 3270A-Total fuel oil | KTOE | BG | 2013 | nrg_110a | 1.5198
Imports | 3270A | 3270A-Total fuel oil | KTOE | RO | 2013 | nrg_110a | 0.041868
Imports | 3270A | 3270A-Total fuel oil | KTOE | PT | 2010 | nrg_110a | 10.5591
Imports | 4000 | 4000-Gas | KTOE | RS | 2010 | nrg_110a | 65.603
Consumption in Gas Works | 4000 | 4000-Gas | KTOE | UA | 2010 | nrg_110a | 11.4467
Consumption in Pipeline transport | 4000 | 4000-Gas | KTOE | RS | 2010 | nrg_110a | 0.10467
Consumption in Pipeline transport | 4000 | 4000-Gas | KTOE | SK | 2013 | nrg_110a | 8.4322
Imports | 4100 | 4100-Natural gas | KTOE | BG | 2012 | nrg_110a | 85.528
Imports | 4100 | 4100-Natural gas | KTOE | PT | 2011 | nrg_110a | 189.8002
Consumption in Pipeline transport | 4100 | 4100-Natural gas | KTOE | RO | 2014 | nrg_110a | 0.14235
Consumption in Pipeline transport | 4100 | 4100-Natural gas | KTOE | UA | 2011 | nrg_110a | 136.6027
Primary production | 5100 | 5100-Nuclear heat | KTOE | RO | 2011 | nrg_110a | 126.8684
Primary production | 7200 | 7200-Waste (non-renewable) | KTOE | PL | 2010 | nrg_110a | 16.6425
Imports | 4000 | 4000-Gas | KTOE | PT | 2013 | nrg_100a | 159.6385
Consumption in Gas Works | 4000 | 4000-Gas | KTOE | UA | 2012 | nrg_100a | 13.4061
Consumption in Pipeline transport | 4000 | 4000-Gas | KTOE | TR | 2009 | nrg_100a | 6.4812
Imports | 2210 | 2210-Lignite/Brown Coal | KTOE | MK | 2011 | nrg_101a | 0.48986
Primary production | 2210 | 2210-Lignite/Brown Coal | KTOE | AL | 2013 | nrg_101a | 0.029308
Primary production | 2210 | 2210-Lignite/Brown Coal | KTOE | ME | 2013 | nrg_101a | 15.5833
Transformation input in BKB / PB Plants | 2210 | 2210-Lignite/Brown Coal | KTOE | DE | 2009 | nrg_101a | 100.4455
Consumption in Coal Mines | 2210 | 2210-Lignite/Brown Coal | KTOE | PL | 2012 | nrg_101a | 0.24702
Imports | 3270A | 3270A-Total fuel oil | KTOE | ES | 2012 | nrg_102a | 129.3219
Consumption in Coal Mines | 3270A | 3270A-Total fuel oil | KTOE | EE | 2010 | nrg_102a | 0.041868
Transformation output from Coke Ovens | 4000 | 4000-Gas | KTOE | FI | 2009 | nrg_103a | 6.3556
Transformation output from Coke Ovens | 4000 | 4000-Gas | KTOE | ES | 2013 | nrg_103a | 12.238
Transformation output from Coke Ovens | 4000 | 4000-Gas | KTOE | IT | 2011 | nrg_103a | 17.2789
Transformation output from Coke Ovens | 4000 | 4000-Gas | KTOE | PL | 2014 | nrg_103a | 69.7521
Transformation output from Coke Ovens | 4000 | 4000-Gas | KTOE | SE | 2012 | nrg_103a | 7.6158
Transformation output from Coke Ovens | 4000 | 4000-Gas | KTOE | TR | 2013 | nrg_103a | 28.533
Consumption in Oil and gas extraction | 4000 | 4000-Gas | KTOE | FR | 2013 | nrg_103a | 0.90016
Consumption in Oil and gas extraction | 4000 | 4000-Gas | KTOE | HR | 2013 | nrg_103a | 3.2783
Consumption in Coke Ovens | 4000 | 4000-Gas | KTOE | DE | 2009 | nrg_103a | 19.4561
Primary production | 4100 | 4100-Natural gas | KTOE | AT | 2014 | nrg_103a | 45.4268
Primary production | 4100 | 4100-Natural gas | KTOE | HR | 2012 | nrg_103a | 68.4458
Imports | 4100 | 4100-Natural gas | KTOE | EE | 2009 | nrg_103a | 21.9849
Consumption in Pipeline transport | 4100 | 4100-Natural gas | KTOE | DE | 2012 | nrg_103a | 12.6818
Consumption in Pipeline transport | 4100 | 4100-Natural gas | KTOE | HU | 2012 | nrg_103a | 2.3739
Consumption in Pipeline transport | 4100 | 4100-Natural gas | KTOE | MD | 2009 | nrg_103a | 0.13816
Consumption in Pipeline transport | 4100 | 4100-Natural gas | KTOE | IT | 2011 | nrg_103a | 5.4428
Consumption in Pipeline transport | 4100 | 4100-Natural gas | KTOE | LT | 2009 | nrg_103a | 0.95878
Imports | 4000 | 4000-Gas | KTOE | ES | 2014 | nrg_103a | 1325.3357
Imports | 4000 | 4000-Gas | KTOE | EL | 2011 | nrg_103a | 166.3625
Imports | 4000 | 4000-Gas | KTOE | MK | 2013 | nrg_103a | 5.4303
Primary production | 5100 | 5100-Nuclear heat | KTOE | FR | 2011 | nrg_104a | 4777.7375
Primary production | 7200 | 7200-Waste (non-renewable) | KTOE | AT | 2014 | nrg_108a | 29.3495
Primary production | 3105 | 3105-Crude oil (without NGL) | KTOE | AL | 2014 | nrg_110a | 51.5311
Primary production | 3105 | 3105-Crude oil (without NGL) | KTOE | FR | 2009 | nrg_110a | 38.305
Primary production | 3105 | 3105-Crude oil (without NGL) | KTOE | HR | 2010 | nrg_110a | 25.9917
Primary production | 4000 | 4000-Gas | KTOE | AT | 2014 | nrg_110a | 45.4268
Primary production | 4000 | 4000-Gas | KTOE | FR | 2009 | nrg_110a | 31.9662
Imports | 4000 | 4000-Gas | KTOE | EL | 2009 | nrg_110a | 124.0507
Transformation input in Gas Works | 4000 | 4000-Gas | KTOE | SE | 2010 | nrg_110a | 0.1591
Consumption in Oil and gas extraction | 4000 | 4000-Gas | KTOE | ES | 2011 | nrg_110a | 0.020934
Consumption in Oil and gas extraction | 4000 | 4000-Gas | KTOE | FR | 2009 | nrg_110a | 0.6029
Consumption in Oil and gas extraction | 4000 | 4000-Gas | KTOE | HR | 2009 | nrg_110a | 6.6905
Consumption in Oil and gas extraction | 4000 | 4000-Gas | KTOE | IT | 2011 | nrg_110a | 33.6074
Consumption in Coke Ovens | 4000 | 4000-Gas | KTOE | DE | 2013 | nrg_110a | 22.8976
Transformation output from Coke Ovens | 4000 | 4000-Gas | KTOE | HU | 2011 | nrg_110a | 8.6164
Consumption in Pipeline transport | 4000 | 4000-Gas | KTOE | DE | 2014 | nrg_110a | 11.3337
Consumption in Pipeline transport | 4000 | 4000-Gas | KTOE | LT | 2011 | nrg_110a | 0.73688
Primary production | 4100 | 4100-Natural gas | KTOE | FR | 2011 | nrg_110a | 21.1726
Primary production | 4100 | 4100-Natural gas | KTOE | MD | 2012 | nrg_110a | 0.0041868
Imports | 4100 | 4100-Natural gas | KTOE | ES | 2010 | nrg_110a | 1337.8836
Imports | 2000 | 2000-Solid fuels | KTOE | UA | 2012 | nrg_101a | 417.2816
Consumption in Coal Mines | 2000 | 2000-Solid fuels | KTOE | UK | 2014 | nrg_101a | 0.025121
Consumption in Patent Fuel Plants | 2000 | 2000-Solid fuels | KTOE | HU | 2011 | nrg_101a | 0.029308
Consumption in BKB / PB Plants | 2000 | 2000-Solid fuels | KTOE | DE | 2010 | nrg_101a | 10.3916
Consumption in BKB / PB Plants | 2000 | 2000-Solid fuels | KTOE | UA | 2011 | nrg_101a | 0.26377
Consumption in Gas Works | 2000 | 2000-Solid fuels | KTOE | CZ | 2009 | nrg_101a | 1.9971
Primary production | 3000 | 3000-Total petroleum products | KTOE | DK | 2009 | nrg_102a | 535.5838
Imports | 3000 | 3000-Total petroleum products | KTOE | IS | 2009 | nrg_102a | 45.9753
Imports | 3000 | 3000-Total petroleum products | KTOE | IT | 2011 | nrg_102a | 3807.9072
Imports | 3000 | 3000-Total petroleum products | KTOE | HU | 2013 | nrg_102a | 298.1881
Imports | 3000 | 3000-Total petroleum products | KTOE | LT | 2014 | nrg_102a | 394.6394
Imports | 3000 | 3000-Total petroleum products | KTOE | LU | 2014 | nrg_102a | 112.6584
Primary production | 2000 | 2000-Solid fuels | KTOE | SI | 2009 | nrg_101a | 48.5585
Primary production | 2000 | 2000-Solid fuels | KTOE | SK | 2010 | nrg_110a | 25.6818
Primary production | 3000 | 3000-Total petroleum products | KTOE | TR | 2013 | nrg_100a | 103.9834
Primary production | 2000 | 2000-Solid fuels | KTOE | TR | 2013 | nrg_110a | 654.9076
Primary production | 3000 | 3000-Total petroleum products | KTOE | TR | 2010 | nrg_110a | 106.374
Transformation input in Coke Ovens | 2000 | 2000-Solid fuels | KTOE | EE | 2009 | nrg_101a | 0.80387
Transformation input in BKB / PB Plants | 2000 | 2000-Solid fuels | KTOE | RS | 2013 | nrg_101a | 16.5086
Imports | 2000 | 2000-Solid fuels | KTOE | PL | 2009 | nrg_101a | 273.6911
Imports | 3000 | 3000-Total petroleum products | KTOE | AL | 2010 | nrg_102a | 45.2886
Primary production | 2000 | 2000-Solid fuels | KTOE | NO | 2012 | nrg_110a | 34.5369
Imports | 3000 | 3000-Total petroleum products | KTOE | AL | 2009 | nrg_110a | 45.5147
Imports | 3000 | 3000-Total petroleum products | KTOE | NO | 2009 | nrg_110a | 242.7883
Imports | 2000 | 2000-Solid fuels | KTOE | AT | 2011 | nrg_100a | 130.7412
Imports | 2000 | 2000-Solid fuels | KTOE | PL | 2013 | nrg_100a | 270.2831
Transformation input in Coke Ovens | 2000 | 2000-Solid fuels | KTOE | ES | 2009 | nrg_100a | 66.7543
Imports | 3000 | 3000-Total petroleum products | KTOE | NO | 2014 | nrg_100a | 229.1896
Primary production | 2000 | 2000-Solid fuels | KTOE | ME | 2010 | nrg_101a | 17.8483
Imports | 2000 | 2000-Solid fuels | KTOE | RS | 2014 | nrg_101a | 20.2516
Imports | 2000 | 2000-Solid fuels | KTOE | SE | 2013 | nrg_101a | 77.3009
Imports | 3000 | 3000-Total petroleum products | KTOE | RS | 2011 | nrg_102a | 128.6436
Consumption in Coal Mines | 2000 | 2000-Solid fuels | KTOE | HU | 2014 | nrg_110a | 0.046055
Primary production | 2000 | 2000-Solid fuels | KTOE | LV | 2013 | nrg_110a | 0.10048
Primary production | 2000 | 2000-Solid fuels | KTOE | ME | 2012 | nrg_110a | 16.4499
Primary production | 2000 | 2000-Solid fuels | KTOE | PL | 2011 | nrg_110a | 2315.225
Imports | 2000 | 2000-Solid fuels | KTOE | BG | 2012 | nrg_110a | 65.0712
Imports | 2000 | 2000-Solid fuels | KTOE | RO | 2014 | nrg_110a | 42.2239
Imports | 3000 | 3000-Total petroleum products | KTOE | CY | 2012 | nrg_110a | 109.062
Imports | 3000 | 3000-Total petroleum products | KTOE | EE | 2013 | nrg_110a | 70.2043
Primary production | 3000 | 3000-Total petroleum products | KTOE | MD | 2014 | nrg_110a | 0.26377
Consumption in Pipeline transport | 3000 | 3000-Total petroleum products | KTOE | UA | 2012 | nrg_110a | 0.25539
Primary production | 3000 | 3000-Total petroleum products | KTOE | MD | 2013 | nrg_100a | 0.33913
Primary production | 3000 | 3000-Total petroleum products | KTOE | PL | 2011 | nrg_100a | 27.3231
Primary production | 2000 | 2000-Solid fuels | KTOE | PL | 2010 | nrg_100a | 2305.9596
Primary production | 2000 | 2000-Solid fuels | KTOE | RO | 2011 | nrg_100a | 278.9288
Imports | 2000 | 2000-Solid fuels | KTOE | BG | 2009 | nrg_100a | 73.2816
Imports | 2000 | 2000-Solid fuels | KTOE | CY | 2013 | nrg_100a | 0.0041868
Imports | 2000 | 2000-Solid fuels | KTOE | EE | 2012 | nrg_100a | 2.2274
Imports | 2000 | 2000-Solid fuels | KTOE | RS | 2012 | nrg_100a | 17.2245
Imports | 3000 | 3000-Total petroleum products | KTOE | EE | 2014 | nrg_100a | 79.2143
Consumption in Pipeline transport | 3000 | 3000-Total petroleum products | KTOE | UA | 2014 | nrg_100a | 0.20934
Transformation output from Coke Ovens | 2000 | 2000-Solid fuels | KTOE | ES | 2010 | nrg_101a | 61.4706
Transformation input in Coke Ovens | 2000 | 2000-Solid fuels | KTOE | AT | 2014 | nrg_101a | 51.6065
Primary production | 2000 | 2000-Solid fuels | KTOE | UA | 2010 | nrg_101a | 1349.9583
Primary production | 2000 | 2000-Solid fuels | KTOE | XK | 2014 | nrg_101a | 56.2036
Imports | 2000 | 2000-Solid fuels | KTOE | ES | 2009 | nrg_101a | 414.5644
Imports | 2000 | 2000-Solid fuels | KTOE | ME | 2013 | nrg_101a | 0.029308
Consumption in Coal Mines | 2000 | 2000-Solid fuels | KTOE | PL | 2009 | nrg_101a | 6.7868
Consumption in BKB / PB Plants | 2000 | 2000-Solid fuels | KTOE | IE | 2009 | nrg_101a | 0.73269
Primary production | 3000 | 3000-Total petroleum products | KTOE | UA | 2013 | nrg_102a | 133.9022
Imports | 3000 | 3000-Total petroleum products | KTOE | MK | 2010 | nrg_102a | 50.2709
Transformation input in Coke Ovens | 3000 | 3000-Total petroleum products | KTOE | SE | 2009 | nrg_102a | 0.3182
Consumption in Oil and gas extraction | 3000 | 3000-Total petroleum products | KTOE | HU | 2012 | nrg_102a | 0.56522
Consumption in Pipeline transport | 0 | 0000-All products | KTOE | MD | 2013 | nrg_110a | 0.27633
Transformation output from Patent Fuel Plants | 2112 | 2112-Patent Fuels | KTOE | UK | 2009 | nrg_110a | 8.876
Primary production | 5520 | 5520-Wind power | KTOE | AT | 2012 | nrg_110a | 8.8635
Primary production | 5520 | 5520-Wind power | KTOE | FR | 2011 | nrg_110a | 43.3836
Imports | 6000 | 6000-Electrical energy | KTOE | EE | 2012 | nrg_110a | 9.7552
Consumption in Oil and gas extraction | 6000 | 6000-Electrical energy | KTOE | LT | 2012 | nrg_110a | 0.075362
Consumption in Coal Mines | 6000 | 6000-Electrical energy | KTOE | PL | 2014 | nrg_110a | 22.0937
Consumption in Coke Ovens | 6000 | 6000-Electrical energy | KTOE | DE | 2013 | nrg_110a | 1.0928
Transformation output from Coke Ovens | 0 | 0000-All products | KTOE | NL | 2012 | nrg_100a | 73.1685
Consumption in Coal Mines | 0 | 0000-All products | KTOE | MK | 2013 | nrg_100a | 0.49404
Consumption in Coke Ovens | 0 | 0000-All products | KTOE | FR | 2009 | nrg_100a | 14.6287
Consumption in BKB / PB Plants | 0 | 0000-All products | KTOE | IE | 2010 | nrg_100a | 0.91691
Consumption in Pipeline transport | 0 | 0000-All products | KTOE | FR | 2014 | nrg_100a | 0.058615
Consumption in Pipeline transport | 0 | 0000-All products | KTOE | FI | 2012 | nrg_100a | 0.3182
Consumption in Pipeline transport | 0 | 0000-All products | KTOE | IT | 2011 | nrg_100a | 7.0589
Consumption in Pipeline transport | 0 | 0000-All products | KTOE | LV | 2013 | nrg_100a | 0.071176
Imports | 6000 | 6000-Electrical energy | KTOE | IE | 2012 | nrg_100a | 2.8219
Imports | 6000 | 6000-Electrical energy | KTOE | LV | 2013 | nrg_100a | 18.02
Consumption in Oil and gas extraction | 6000 | 6000-Electrical energy | KTOE | RO | 2013 | nrg_100a | 4.0528
Transformation output from Coke Ovens | 0 | 0000-All products | KTOE | NL | 2014 | nrg_100a | 77.0664
Transformation output from Coke Ovens | 0 | 0000-All products | KTOE | PL | 2010 | nrg_100a | 370.0378
Transformation output from Coke Ovens | 0 | 0000-All products | KTOE | TR | 2009 | nrg_100a | 121.6558
Consumption in Coke Ovens | 0 | 0000-All products | KTOE | CZ | 2009 | nrg_100a | 11.4425
Consumption in Coke Ovens | 0 | 0000-All products | KTOE | FR | 2011 | nrg_100a | 14.4068
Consumption in BKB / PB Plants | 0 | 0000-All products | KTOE | IE | 2012 | nrg_100a | 0.90854
Consumption in Pipeline transport | 0 | 0000-All products | KTOE | CZ | 2010 | nrg_100a | 2.9601
Consumption in Pipeline transport | 0 | 0000-All products | KTOE | FI | 2014 | nrg_100a | 0.25121
Consumption in Pipeline transport | 0 | 0000-All products | KTOE | IT | 2013 | nrg_100a | 10.7266
Consumption in Pipeline transport | 0 | 0000-All products | KTOE | MD | 2009 | nrg_100a | 0.1591
Imports | 6000 | 6000-Electrical energy | KTOE | IE | 2014 | nrg_100a | 10.2702
Imports | 6000 | 6000-Electrical energy | KTOE | NL | 2010 | nrg_100a | 56.0989
Consumption in Oil and gas extraction | 6000 | 6000-Electrical energy | KTOE | NL | 2010 | nrg_100a | 5.9285
Consumption in Coal Mines | 6000 | 6000-Electrical energy | KTOE | IT | 2012 | nrg_100a | 0.17585
Consumption in Coal Mines | 6000 | 6000-Electrical energy | KTOE | NO | 2012 | nrg_100a | 0.14235
Consumption in Patent Fuel Plants | 6000 | 6000-Electrical energy | KTOE | HU | 2010 | nrg_100a | 0.0041868
Consumption in Coke Ovens | 6000 | 6000-Electrical energy | KTOE | CZ | 2012 | nrg_100a | 0.42287
Consumption in Pipeline transport | 6000 | 6000-Electrical energy | KTOE | BG | 2014 | nrg_100a | 0.096296
Transformation input in Coke Ovens | 0 | 0000-All products | KTOE | FR | 2014 | nrg_100a | 137.1889
Transformation input in Coke Ovens | 0 | 0000-All products | KTOE | TR | 2010 | nrg_100a | 154.9786
Transformation input in Coke Ovens | 0 | 0000-All products | KTOE | UA | 2013 | nrg_100a | 721.1261
Transformation input in Gas Works | 0 | 0000-All products | KTOE | CZ | 2011 | nrg_100a | 20.105
Transformation input in Gas Works | 0 | 0000-All products | KTOE | ES | 2010 | nrg_100a | 2.3237
Transformation input in Gas Works | 0 | 0000-All products | KTOE | UA | 2014 | nrg_100a | 1.2812
Primary production | 0 | 0000-All products | KTOE | EE | 2012 | nrg_100a | 213.1709
Primary production | 0 | 0000-All products | KTOE | IE | 2009 | nrg_100a | 60.6291
Primary production | 0 | 0000-All products | KTOE | RO | 2012 | nrg_100a | 1145.1693
Imports | 0 | 0000-All products | KTOE | DE | 2012 | nrg_100a | 9952.3879
Imports | 0 | 0000-All products | KTOE | HR | 2010 | nrg_100a | 317.2757
Imports | 0 | 0000-All products | KTOE | IE | 2013 | nrg_100a | 570.4473
Imports | 0 | 0000-All products | KTOE | LV | 2009 | nrg_100a | 162.1255
Imports | 0 | 0000-All products | KTOE | UA | 2012 | nrg_100a | 1948.3064
Consumption in Oil and gas extraction | 3214 | 3214-Refinery gas | KTOE | RO | 2011 | nrg_102a | 1.4905
Consumption in Coke Ovens | 4220 | 4220-Blast Furnace Gas | KTOE | AT | 2012 | nrg_103a | 4.7855
Consumption in Coke Ovens | 4220 | 4220-Blast Furnace Gas | KTOE | NL | 2012 | nrg_103a | 0.94622
Imports | 6000 | 6000-Electrical energy | KTOE | IE | 2011 | nrg_105a | 2.6335
Imports | 6000 | 6000-Electrical energy | KTOE | TR | 2010 | nrg_105a | 4.1198
Consumption in Oil and gas extraction | 6000 | 6000-Electrical energy | KTOE | RO | 2013 | nrg_105a | 4.0528
Consumption in Coal Mines | 6000 | 6000-Electrical energy | KTOE | DE | 2011 | nrg_105a | 8.7462
Consumption in Coal Mines | 6000 | 6000-Electrical energy | KTOE | NO | 2014 | nrg_105a | 0.10467
Consumption in Coal Mines | 6000 | 6000-Electrical energy | KTOE | RS | 2012 | nrg_105a | 1.4905
Consumption in BKB / PB Plants | 6000 | 6000-Electrical energy | KTOE | CZ | 2010 | nrg_105a | 0.037681
Primary production | 5547 | 5547-Biodiesels | KTOE | SK | 2014 | nrg_107a | 3.8854
Primary production | 5547 | 5547-Biodiesels | KTOE | SK | 2013 | nrg_110a | 3.9691
Primary production | 2100 | 2100-Hard coal and derivatives | KTOE | TR | 2012 | nrg_101a | 77.9833
Primary production | 2118 | 2118-Sub-bituminous Coal | KTOE | TR | 2010 | nrg_101a | 21.2606
Imports | 2100 | 2100-Hard coal and derivatives | KTOE | AL | 2011 | nrg_101a | 5.7694
Transformation input in Coke Ovens | 2100 | 2100-Hard coal and derivatives | KTOE | ES | 2010 | nrg_101a | 77.2925
Imports | 2121 | 2121-Coke Oven Coke | KTOE | NO | 2010 | nrg_101a | 12.3678
Imports | 2121 | 2121-Coke Oven Coke | KTOE | PL | 2010 | nrg_110a | 3.9063
Imports | 2121 | 2121-Coke Oven Coke | KTOE | NO | 2012 | nrg_110a | 13.3685
Imports | 5547 | 5547-Biodiesels | KTOE | PL | 2010 | nrg_110a | 15.2693
Imports | 2100 | 2100-Hard coal and derivatives | KTOE | CY | 2010 | nrg_101a | 0.45636
Transformation input in Patent Fuel Plants | 2100 | 2100-Hard coal and derivatives | KTOE | FR | 2009 | nrg_101a | 0.10467
Primary production | 5540 | 5540-Biomass and renewable wastes | KTOE | FR | 2010 | nrg_107a | 588.9195
Imports | 5540 | 5540-Biomass and renewable wastes | KTOE | BG | 2010 | nrg_107a | 0.3182
Imports | 5540 | 5540-Biomass and renewable wastes | KTOE | SE | 2013 | nrg_107a | 15.0348
Primary production | 5547 | 5547-Biodiesels | KTOE | FR | 2010 | nrg_107a | 74.2738
Primary production | 5547 | 5547-Biodiesels | KTOE | PT | 2009 | nrg_107a | 9.2863
Imports | 5547 | 5547-Biodiesels | KTOE | CY | 2013 | nrg_107a | 0.55684
Imports | 3286 | 3286-Paraffin Waxes | KTOE | RS | 2013 | nrg_110a | 0.20097
Primary production | 5547 | 5547-Biodiesels | KTOE | HR | 2014 | nrg_110a | 1.3063
Primary production | 5547 | 5547-Biodiesels | KTOE | FR | 2013 | nrg_110a | 80.2023
Primary production | 5547 | 5547-Biodiesels | KTOE | PL | 2014 | nrg_110a | 27.3398
Imports | 5547 | 5547-Biodiesels | KTOE | BG | 2010 | nrg_110a | 0.18003
Imports | 2100 | 2100-Hard coal and derivatives | KTOE | ES | 2012 | nrg_101a | 542.5423
Imports | 2100 | 2100-Hard coal and derivatives | KTOE | MK | 2009 | nrg_101a | 1.951
Transformation input in Patent Fuel Plants | 2100 | 2100-Hard coal and derivatives | KTOE | UA | 2013 | nrg_101a | 0.72432
Transformation input in Coke Ovens | 2100 | 2100-Hard coal and derivatives | KTOE | SE | 2012 | nrg_101a | 43.5009
Transformation output from Coke Ovens | 2100 | 2100-Hard coal and derivatives | KTOE | HU | 2011 | nrg_101a | 32.5356
Transformation output from Coke Ovens | 2100 | 2100-Hard coal and derivatives | KTOE | SK | 2012 | nrg_101a | 46.7205
Imports | 2121 | 2121-Coke Oven Coke | KTOE | ES | 2010 | nrg_101a | 5.8155
Imports | 2121 | 2121-Coke Oven Coke | KTOE | MK | 2009 | nrg_101a | 0.058615
Imports | 2121 | 2121-Coke Oven Coke | KTOE | PT | 2010 | nrg_101a | 0.083736
Transformation output from Coke Ovens | 2121 | 2121-Coke Oven Coke | KTOE | ES | 2011 | nrg_101a | 56.258
Transformation output from Coke Ovens | 2121 | 2121-Coke Oven Coke | KTOE | IT | 2009 | nrg_101a | 78.5192
Transformation output from Coke Ovens | 2121 | 2121-Coke Oven Coke | KTOE | PL | 2012 | nrg_101a | 253.4521
Transformation output from Coke Ovens | 2121 | 2121-Coke Oven Coke | KTOE | SE | 2010 | nrg_101a | 34.114
Transformation output from Coke Ovens | 2121 | 2121-Coke Oven Coke | KTOE | TR | 2011 | nrg_101a | 111.2349
Transformation input in Gas Works | 2410 | 2410-Oil shale and oil sands | KTOE | EE | 2012 | nrg_101a | 11.3839
Primary production | 5540 | 5540-Biomass and renewable wastes | KTOE | BE | 2014 | nrg_107a | 90.661
Primary production | 5540 | 5540-Biomass and renewable wastes | KTOE | HU | 2014 | nrg_107a | 76.4384
Imports | 5540 | 5540-Biomass and renewable wastes | KTOE | ES | 2012 | nrg_107a | 81.1527
Imports | 5540 | 5540-Biomass and renewable wastes | KTOE | PT | 2014 | nrg_107a | 2.9894
Imports | 5540 | 5540-Biomass and renewable wastes | KTOE | RO | 2012 | nrg_107a | 7.285
Imports | 5547 | 5547-Biodiesels | KTOE | EL | 2009 | nrg_107a | 0.30564
Transformation input in Patent Fuel Plants | 2118 | 2118-Sub-bituminous Coal | KTOE | HU | 2009 | nrg_110a | 0.016747
Consumption in Coal Mines | 2118 | 2118-Sub-bituminous Coal | KTOE | HU | 2011 | nrg_110a | 0.062802
Imports | 2121 | 2121-Coke Oven Coke | KTOE | MK | 2010 | nrg_110a | 0.77037
Imports | 2121 | 2121-Coke Oven Coke | KTOE | PT | 2010 | nrg_110a | 0.083736
Transformation output from Coke Ovens | 2121 | 2121-Coke Oven Coke | KTOE | HU | 2013 | nrg_110a | 26.335
Transformation output from Coke Ovens | 2121 | 2121-Coke Oven Coke | KTOE | NL | 2010 | nrg_110a | 57.8532
Transformation output from Coke Ovens | 2121 | 2121-Coke Oven Coke | KTOE | SK | 2014 | nrg_110a | 44.4889
Imports | 2410 | 2410-Oil shale and oil sands | KTOE | EE | 2009 | nrg_110a | 0.18422
Imports | 5547 | 5547-Biodiesels | KTOE | ES | 2010 | nrg_110a | 32.1923
Primary production | 2100 | 2100-Hard coal and derivatives | KTOE | CZ | 2013 | nrg_101a | 239.2254
Primary production | 2100 | 2100-Hard coal and derivatives | KTOE | UA | 2010 | nrg_101a | 1345.7213
Imports | 2100 | 2100-Hard coal and derivatives | KTOE | HU | 2009 | nrg_101a | 46.0297
Imports | 2100 | 2100-Hard coal and derivatives | KTOE | IT | 2009 | nrg_101a | 511.8949
Imports | 2100 | 2100-Hard coal and derivatives | KTOE | NL | 2009 | nrg_101a | 509.3661
Imports | 2100 | 2100-Hard coal and derivatives | KTOE | SK | 2010 | nrg_101a | 125.11
Transformation input in Patent Fuel Plants | 2100 | 2100-Hard coal and derivatives | KTOE | BG | 2014 | nrg_101a | 0.5066
Transformation input in Coke Ovens | 2100 | 2100-Hard coal and derivatives | KTOE | FI | 2014 | nrg_101a | 36.3037
Transformation input in Coke Ovens | 2100 | 2100-Hard coal and derivatives | KTOE | IT | 2014 | nrg_101a | 70.7695
Consumption in BKB / PB Plants | 6000 | 6000-Electrical energy | KTOE | UA | 2010 | nrg_105a | 0.066989
Primary production | 5520 | 5520-Wind power | KTOE | BG | 2010 | nrg_107a | 2.4535
Primary production | 5520 | 5520-Wind power | KTOE | EE | 2010 | nrg_107a | 0.99646
Primary production | 5520 | 5520-Wind power | KTOE | EL | 2012 | nrg_107a | 13.8583
Primary production | 5520 | 5520-Wind power | KTOE | DK | 2011 | nrg_107a | 35.1859
Primary production | 5520 | 5520-Wind power | KTOE | IE | 2010 | nrg_107a | 10.1321
Primary production | 5520 | 5520-Wind power | KTOE | IT | 2013 | nrg_107a | 53.6287
Primary production | 5520 | 5520-Wind power | KTOE | UK | 2009 | nrg_107a | 33.419
Transformation input in Coke Ovens | 0 | 0000-All products | KTOE | NL | 2011 | nrg_110a | 84.8371
Transformation input in Coke Ovens | 0 | 0000-All products | KTOE | PL | 2011 | nrg_110a | 367.3122
Transformation input in Coke Ovens | 0 | 0000-All products | KTOE | TR | 2014 | nrg_110a | 179.195
Consumption in Oil and gas extraction | 0 | 0000-All products | KTOE | UK | 2011 | nrg_110a | 197.9184
Consumption in Coal Mines | 0 | 0000-All products | KTOE | PL | 2013 | nrg_110a | 29.6342
Consumption in Coal Mines | 0 | 0000-All products | KTOE | SI | 2010 | nrg_110a | 0.32657
Consumption in Coke Ovens | 0 | 0000-All products | KTOE | AT | 2010 | nrg_110a | 5.8657
Consumption in Coke Ovens | 0 | 0000-All products | KTOE | NL | 2010 | nrg_110a | 7.8963
Primary production | 0 | 0000-All products | KTOE | BG | 2014 | nrg_110a | 471.5635
Primary production | 0 | 0000-All products | KTOE | CZ | 2010 | nrg_110a | 1320.881
Primary production | 0 | 0000-All products | KTOE | DK | 2009 | nrg_110a | 985.1917
Primary production | 0 | 0000-All products | KTOE | FI | 2011 | nrg_110a | 714.155
Primary production | 0 | 0000-All products | KTOE | IE | 2014 | nrg_110a | 84.1798
Primary production | 0 | 0000-All products | KTOE | IT | 2011 | nrg_110a | 1339.8179
Primary production | 0 | 0000-All products | KTOE | SI | 2012 | nrg_110a | 149.8539
Primary production | 0 | 0000-All products | KTOE | UA | 2014 | nrg_110a | 2954.5494
Imports | 0 | 0000-All products | KTOE | HR | 2014 | nrg_110a | 268.6795
Imports | 0 | 0000-All products | KTOE | IE | 2012 | nrg_110a | 569.6853
Imports | 0 | 0000-All products | KTOE | LT | 2014 | nrg_110a | 531.083
Imports | 0 | 0000-All products | KTOE | MT | 2012 | nrg_110a | 91.8082
Imports | 0 | 0000-All products | KTOE | NL | 2012 | nrg_110a | 7803.2239
Consumption in BKB / PB Plants | 0 | 0000-All products | KTOE | UA | 2013 | nrg_110a | 0.16329
Transformation input in Gas Works | 0 | 0000-All products | KTOE | HR | 2011 | nrg_110a | 0.13398
Consumption in Oil and gas extraction | 0 | 0000-All products | KTOE | PT | 2010 | nrg_110a | 0.46055
Consumption in Pipeline transport | 0 | 0000-All products | KTOE | AT | 2010 | nrg_110a | 6.2425
Consumption in Coke Ovens | 4220 | 4220-Blast Furnace Gas | KTOE | SE | 2010 | nrg_110a | 0.4773
Primary production | 5520 | 5520-Wind power | KTOE | CY | 2010 | nrg_110a | 0.11304
Primary production | 5520 | 5520-Wind power | KTOE | EL | 2012 | nrg_110a | 13.8583
Primary production | 5520 | 5520-Wind power | KTOE | ES | 2012 | nrg_110a | 178.0981
Primary production | 5520 | 5520-Wind power | KTOE | UK | 2012 | nrg_110a | 71.4059
Consumption in Pipeline transport | 6000 | 6000-Electrical energy | KTOE | BE | 2010 | nrg_110a | 0.25958
Imports | 6000 | 6000-Electrical energy | KTOE | NL | 2013 | nrg_110a | 119.709
Imports | 6000 | 6000-Electrical energy | KTOE | TR | 2011 | nrg_110a | 16.3997
Imports | 6000 | 6000-Electrical energy | KTOE | SK | 2014 | nrg_110a | 46.6703
Imports | 6000 | 6000-Electrical energy | KTOE | HU | 2009 | nrg_110a | 39.4983
Imports | 6000 | 6000-Electrical energy | KTOE | LU | 2014 | nrg_110a | 25.058
Imports | 6000 | 6000-Electrical energy | KTOE | IT | 2009 | nrg_110a | 169.4524
Imports | 6000 | 6000-Electrical energy | KTOE | LT | 2010 | nrg_110a | 29.4248
Consumption in Coal Mines | 6000 | 6000-Electrical energy | KTOE | IT | 2014 | nrg_110a | 0.10048
Consumption in Oil and gas extraction | 6000 | 6000-Electrical energy | KTOE | PT | 2011 | nrg_110a | 0.016747
Consumption in Oil and gas extraction | 6000 | 6000-Electrical energy | KTOE | RO | 2012 | nrg_110a | 3.8728
Consumption in Oil and gas extraction | 6000 | 6000-Electrical energy | KTOE | NO | 2014 | nrg_110a | 23.6554
Consumption in Oil and gas extraction | 6000 | 6000-Electrical energy | KTOE | UA | 2014 | nrg_110a | 1.6622
Consumption in Coal Mines | 6000 | 6000-Electrical energy | KTOE | UK | 2014 | nrg_110a | 2.7926
Consumption in Coal Mines | 6000 | 6000-Electrical energy | KTOE | SI | 2014 | nrg_110a | 0.20515
Consumption in Coke Ovens | 6000 | 6000-Electrical energy | KTOE | AT | 2010 | nrg_110a | 0.10886
Consumption in Coke Ovens | 6000 | 6000-Electrical energy | KTOE | HU | 2014 | nrg_110a | 0.19678
Consumption in Oil and gas extraction | 0 | 0000-All products | KTOE | NO | 2012 | nrg_100a | 183.1558
Consumption in Oil and gas extraction | 0 | 0000-All products | KTOE | RS | 2009 | nrg_100a | 1.5491
Consumption in Oil and gas extraction | 0 | 0000-All products | KTOE | UK | 2009 | nrg_100a | 219.6102
Consumption in Coal Mines | 0 | 0000-All products | KTOE | RS | 2010 | nrg_100a | 0.64477
Consumption in Coal Mines | 0 | 0000-All products | KTOE | SI | 2012 | nrg_100a | 0.30564
Consumption in Coke Ovens | 0 | 0000-All products | KTOE | AT | 2014 | nrg_100a | 6.4979
Consumption in Coke Ovens | 0 | 0000-All products | KTOE | BE | 2010 | nrg_100a | 6.6738
Consumption in Coke Ovens | 0 | 0000-All products | KTOE | IT | 2012 | nrg_100a | 3.1945
Primary production | 5510 | 5510-Hydro power | KTOE | SK | 2012 | nrg_110a | 14.771
Imports | 3200 | 3200-All petroleum products | KTOE | AT | 2012 | nrg_102a | 242.6753
Consumption in Oil and gas extraction | 3200 | 3200-All petroleum products | KTOE | SK | 2009 | nrg_102a | 0.041868
Primary production | 5510 | 5510-Hydro power | KTOE | NO | 2014 | nrg_110a | 489.2192
Imports | 3200 | 3200-All petroleum products | KTOE | RS | 2011 | nrg_102a | 66.9511
Imports | 3200 | 3200-All petroleum products | KTOE | SE | 2014 | nrg_102a | 327.7134
Transformation input in Coke Ovens | 3200 | 3200-All petroleum products | KTOE | DE | 2011 | nrg_102a | 37.3128
Primary production | 5510 | 5510-Hydro power | KTOE | PL | 2013 | nrg_110a | 8.7797
Primary production | 5550 | 5550-Geothermal Energy | KTOE | PT | 2014 | nrg_110a | 7.8879
Primary production | 5550 | 5550-Geothermal Energy | KTOE | RO | 2009 | nrg_110a | 0.98808
Imports | 3200 | 3200-All petroleum products | KTOE | RO | 2009 | nrg_102a | 66.231
Transformation input in Gas Works | 3200 | 3200-All petroleum products | KTOE | PL | 2013 | nrg_102a | 0.09211
Transformation input in Patent Fuel Plants | 3200 | 3200-All petroleum products | KTOE | UK | 2010 | nrg_102a | 4.0779
Transformation output from Coke Ovens | 4210 | 4210-Coke Oven Gas | KTOE | HU | 2014 | nrg_103a | 7.599
Consumption in Coke Ovens | 4210 | 4210-Coke Oven Gas | KTOE | DE | 2014 | nrg_103a | 10.1488
Primary production | 5510 | 5510-Hydro power | KTOE | BE | 2013 | nrg_107a | 1.3691
Primary production | 5510 | 5510-Hydro power | KTOE | FR | 2014 | nrg_107a | 226.1835
Primary production | 5510 | 5510-Hydro power | KTOE | MD | 2012 | nrg_107a | 0.96715
Primary production | 5550 | 5550-Geothermal Energy | KTOE | UK | 2011 | nrg_107a | 0.033494
Consumption in Coke Ovens | 4210 | 4210-Coke Oven Gas | KTOE | FR | 2014 | nrg_110a | 3.4415
Primary production | 5510 | 5510-Hydro power | KTOE | FR | 2012 | nrg_110a | 211.379
Primary production | 5510 | 5510-Hydro power | KTOE | UA | 2013 | nrg_110a | 49.6848
Primary production | 5550 | 5550-Geothermal Energy | KTOE | MK | 2013 | nrg_110a | 0.41868
Transformation output from BKB / PB Plants | 2330 | 2330-Peat products | KTOE | LT | 2014 | nrg_101a | 0.12142
Transformation output from BKB / PB Plants | 2330 | 2330-Peat products | KTOE | UA | 2010 | nrg_101a | 4.8986
Imports | 3200 | 3200-All petroleum products | KTOE | DE | 2011 | nrg_102a | 1396.302
Imports | 3200 | 3200-All petroleum products | KTOE | LU | 2013 | nrg_102a | 117.155
Consumption in Oil and gas extraction | 3200 | 3200-All petroleum products | KTOE | PL | 2011 | nrg_102a | 0.30145
Consumption in Oil and gas extraction | 3200 | 3200-All petroleum products | KTOE | RO | 2013 | nrg_102a | 3.2322
Consumption in Coal Mines | 3200 | 3200-All petroleum products | KTOE | SK | 2009 | nrg_102a | 0.041868
Transformation output from Coke Ovens | 4210 | 4210-Coke Oven Gas | KTOE | NL | 2011 | nrg_103a | 16.4834
Consumption in Coke Ovens | 4210 | 4210-Coke Oven Gas | KTOE | AT | 2009 | nrg_103a | 1.0551
Consumption in Coke Ovens | 4210 | 4210-Coke Oven Gas | KTOE | NL | 2009 | nrg_103a | 5.3549
Consumption in Coke Ovens | 4210 | 4210-Coke Oven Gas | KTOE | RO | 2009 | nrg_103a | 1.4319
Primary production | 5510 | 5510-Hydro power | KTOE | EE | 2009 | nrg_107a | 0.11723
Primary production | 5510 | 5510-Hydro power | KTOE | CZ | 2012 | nrg_107a | 7.666
Primary production | 5510 | 5510-Hydro power | KTOE | EL | 2011 | nrg_107a | 14.4403
Primary production | 5510 | 5510-Hydro power | KTOE | FI | 2012 | nrg_107a | 60.6919
Primary production | 5510 | 5510-Hydro power | KTOE | IS | 2014 | nrg_107a | 46.3437
Primary production | 5550 | 5550-Geothermal Energy | KTOE | DK | 2011 | nrg_107a | 0.16747
Primary production | 5550 | 5550-Geothermal Energy | KTOE | DE | 2010 | nrg_107a | 3.609
Primary production | 5550 | 5550-Geothermal Energy | KTOE | IS | 2012 | nrg_107a | 167.8153
Primary production | 5550 | 5550-Geothermal Energy | KTOE | HU | 2013 | nrg_107a | 4.7185
Primary production | 5550 | 5550-Geothermal Energy | KTOE | RS | 2012 | nrg_107a | 0.25958
Consumption in BKB / PB Plants | 2330 | 2330-Peat products | KTOE | UA | 2010 | nrg_110a | 0.020934
Consumption in Coke Ovens | 4210 | 4210-Coke Oven Gas | KTOE | IT | 2011 | nrg_110a | 0.28052
Consumption in Coke Ovens | 4210 | 4210-Coke Oven Gas | KTOE | PL | 2009 | nrg_110a | 32.3891
Transformation output from Coke Ovens | 4210 | 4210-Coke Oven Gas | KTOE | NL | 2013 | nrg_110a | 15.8135
Transformation output from Coke Ovens | 4210 | 4210-Coke Oven Gas | KTOE | PL | 2009 | nrg_110a | 53.3775
Primary production | 5510 | 5510-Hydro power | KTOE | CZ | 2014 | nrg_110a | 6.8705
Primary production | 5510 | 5510-Hydro power | KTOE | DE | 2010 | nrg_110a | 75.4294
Primary production | 5510 | 5510-Hydro power | KTOE | ES | 2013 | nrg_110a | 132.7132
Primary production | 5510 | 5510-Hydro power | KTOE | IE | 2012 | nrg_110a | 2.8889
Primary production | 5510 | 5510-Hydro power | KTOE | RS | 2013 | nrg_110a | 36.7308
Primary production | 5510 | 5510-Hydro power | KTOE | SE | 2013 | nrg_110a | 220.8998
Primary production | 5550 | 5550-Geothermal Energy | KTOE | CY | 2013 | nrg_110a | 0.062802
Primary production | 5550 | 5550-Geothermal Energy | KTOE | EL | 2013 | nrg_110a | 0.48148
Transformation output from BKB / PB Plants | 2330 | 2330-Peat products | KTOE | IE | 2013 | nrg_101a | 4.7981
Imports | 3200 | 3200-All petroleum products | KTOE | FR | 2010 | nrg_102a | 1709.9184
Consumption in Coal Mines | 3200 | 3200-All petroleum products | KTOE | BG | 2009 | nrg_102a | 0.046055
Consumption in Coal Mines | 3200 | 3200-All petroleum products | KTOE | UA | 2014 | nrg_102a | 0.71594
Consumption in Oil and gas extraction | 3200 | 3200-All petroleum products | KTOE | AL | 2013 | nrg_102a | 0.14235
Primary production | 5532 | 5532-Solar thermal | KTOE | SI | 2009 | nrg_107a | 0.32657
Primary production | 5532 | 5532-Solar thermal | KTOE | TR | 2010 | nrg_110a | 18.087
Transformation input in BKB / PB Plants | 2310 | 2310-Peat | KTOE | EE | 2013 | nrg_101a | 0.87923
Imports | 3282 | 3282-Lubricants | KTOE | AT | 2014 | nrg_102a | 3.3871
Imports | 3281 | 3281-White Spirit and SBP | KTOE | AL | 2012 | nrg_110a | 0.041868
Imports | 3281 | 3281-White Spirit and SBP | KTOE | PL | 2010 | nrg_110a | 1.4821
Imports | 3282 | 3282-Lubricants | KTOE | NO | 2014 | nrg_110a | 1.7626
Primary production | 5532 | 5532-Solar thermal | KTOE | PL | 2013 | nrg_110a | 0.64058
Primary production | 2310 | 2310-Peat | KTOE | RO | 2014 | nrg_101a | 0.016747
Imports | 3282 | 3282-Lubricants | KTOE | RO | 2013 | nrg_102a | 3.6216
Imports | 3282 | 3282-Lubricants | KTOE | PT | 2012 | nrg_102a | 1.5952
Imports | 3281 | 3281-White Spirit and SBP | KTOE | RS | 2010 | nrg_102a | 0.20097
Primary production | 5532 | 5532-Solar thermal | KTOE | PL | 2011 | nrg_107a | 0.43543
Primary production | 5532 | 5532-Solar thermal | KTOE | PT | 2010 | nrg_107a | 2.0139
Imports | 2310 | 2310-Peat | KTOE | SE | 2009 | nrg_110a | 5.6271
Imports | 3282 | 3282-Lubricants | KTOE | PT | 2014 | nrg_110a | 1.5952
Imports | 3282 | 3282-Lubricants | KTOE | RO | 2011 | nrg_110a | 3.9733
Imports | 3282 | 3282-Lubricants | KTOE | RS | 2013 | nrg_110a | 2.9726
Primary production | 5532 | 5532-Solar thermal | KTOE | PT | 2014 | nrg_110a | 3.2196
Primary production | 2310 | 2310-Peat | KTOE | AT | 2011 | nrg_101a | 0.0083736
Transformation input in BKB / PB Plants | 2310 | 2310-Peat | KTOE | IE | 2012 | nrg_101a | 3.9649
Imports | 3282 | 3282-Lubricants | KTOE | MK | 2012 | nrg_102a | 0.32238
Imports | 3282 | 3282-Lubricants | KTOE | MT | 2014 | nrg_102a | 0.16747
Primary production | 5532 | 5532-Solar thermal | KTOE | FR | 2012 | nrg_107a | 3.4206
Primary production | 5532 | 5532-Solar thermal | KTOE | HR | 2009 | nrg_107a | 0.19259
Primary production | 5532 | 5532-Solar thermal | KTOE | XK | 2014 | nrg_107a | 0.01256
Primary production | 5532 | 5532-Solar thermal | KTOE | AL | 2011 | nrg_107a | 0.48986
Primary production | 5532 | 5532-Solar thermal | KTOE | BE | 2011 | nrg_107a | 0.6029
Primary production | 2310 | 2310-Peat | KTOE | LV | 2013 | nrg_110a | 0.10048
Primary production | 2310 | 2310-Peat | KTOE | UA | 2011 | nrg_110a | 5.1414
Consumption in BKB / PB Plants | 2310 | 2310-Peat | KTOE | IE | 2009 | nrg_110a | 0.73269
Imports | 3282 | 3282-Lubricants | KTOE | MT | 2009 | nrg_110a | 0.20934
Imports | 2230 | 2230-BKB (brown coal briquettes) | KTOE | CZ | 2013 | nrg_101a | 3.182
Consumption in BKB / PB Plants | 2230 | 2230-BKB (brown coal briquettes) | KTOE | DE | 2011 | nrg_101a | 0.058615
Primary production | 2310 | 2310-Peat | KTOE | FI | 2014 | nrg_101a | 67.127
Transformation input in BKB / PB Plants | 2310 | 2310-Peat | KTOE | FI | 2011 | nrg_101a | 0.78293
Primary production | 2310 | 2310-Peat | KTOE | SE | 2009 | nrg_101a | 8.7755
Consumption in BKB / PB Plants | 2310 | 2310-Peat | KTOE | UA | 2010 | nrg_101a | 0.20934
Imports | 3282 | 3282-Lubricants | KTOE | DK | 2013 | nrg_102a | 2.3027
Imports | 3282 | 3282-Lubricants | KTOE | IS | 2010 | nrg_102a | 0.16747
Imports | 3281 | 3281-White Spirit and SBP | KTOE | IS | 2010 | nrg_102a | 0.041868
Imports | 3281 | 3281-White Spirit and SBP | KTOE | FR | 2010 | nrg_102a | 4.1868
Primary production | 5532 | 5532-Solar thermal | KTOE | RO | 2010 | nrg_107a | 0.0041868
Primary production | 5532 | 5532-Solar thermal | KTOE | DK | 2013 | nrg_107a | 1.0258
Imports | 2230 | 2230-BKB (brown coal briquettes) | KTOE | DE | 2010 | nrg_110a | 2.0808
Imports | 2230 | 2230-BKB (brown coal briquettes) | KTOE | IE | 2010 | nrg_110a | 0.43961
Imports | 2230 | 2230-BKB (brown coal briquettes) | KTOE | HU | 2014 | nrg_110a | 0.079549
Imports | 2230 | 2230-BKB (brown coal briquettes) | KTOE | NL | 2014 | nrg_110a | 0.49823
Imports | 2310 | 2310-Peat | KTOE | UA | 2011 | nrg_110a | 0.2219
Primary production | 2310 | 2310-Peat | KTOE | IE | 2010 | nrg_110a | 41.0893
Primary production | 2310 | 2310-Peat | KTOE | SE | 2011 | nrg_110a | 9.1984
Imports | 3281 | 3281-White Spirit and SBP | KTOE | CZ | 2010 | nrg_110a | 0.6029
Imports | 3281 | 3281-White Spirit and SBP | KTOE | NL | 2013 | nrg_110a | 37.8864
Imports | 3282 | 3282-Lubricants | KTOE | DE | 2013 | nrg_110a | 35.3366
Imports | 3282 | 3282-Lubricants | KTOE | HR | 2014 | nrg_110a | 0.90435
Imports | 3282 | 3282-Lubricants | KTOE | MD | 2010 | nrg_110a | 0.37681
Imports | 3282 | 3282-Lubricants | KTOE | UA | 2012 | nrg_110a | 17.0947
Imports | 3282 | 3282-Lubricants | KTOE | TR | 2010 | nrg_110a | 25.4516
Primary production | 5532 | 5532-Solar thermal | KTOE | CY | 2014 | nrg_110a | 2.7968
Primary production | 5532 | 5532-Solar thermal | KTOE | ES | 2013 | nrg_110a | 88.4336
Transformation output from BKB / PB Plants | 2230 | 2230-BKB (brown coal briquettes) | KTOE | DE | 2009 | nrg_101a | 115.0407
Transformation input in BKB / PB Plants | 2310 | 2310-Peat | KTOE | LT | 2012 | nrg_101a | 0.083736
Imports | 3281 | 3281-White Spirit and SBP | KTOE | AT | 2013 | nrg_102a | 0.70757
Imports | 3282 | 3282-Lubricants | KTOE | SI | 2013 | nrg_102a | 1.2644
Imports | 3282 | 3282-Lubricants | KTOE | SK | 2011 | nrg_102a | 3.6635
Imports | 3281 | 3281-White Spirit and SBP | KTOE | DK | 2010 | nrg_102a | 0.43543
Imports | 3281 | 3281-White Spirit and SBP | KTOE | SI | 2013 | nrg_102a | 0.087923
Primary production | 5532 | 5532-Solar thermal | KTOE | NL | 2011 | nrg_107a | 1.0383
Primary production | 2117 | 2117-Other Bituminous Coal | KTOE | TR | 2009 | nrg_110a | 19.2635
Primary production | 2117 | 2117-Other Bituminous Coal | KTOE | TR | 2011 | nrg_101a | 33.3269
Imports | 2117 | 2117-Other Bituminous Coal | KTOE | NO | 2013 | nrg_101a | 18.0953
Imports | 3285 | 3285-Petroleum coke | KTOE | NO | 2013 | nrg_102a | 12.5981
Imports | 3285 | 3285-Petroleum coke | KTOE | PL | 2011 | nrg_102a | 2.4325
Imports | 3247 | 3247-Kerosene type jet fuel (without bio components) | KTOE | AT | 2010 | nrg_110a | 8.3694
Imports | 3285 | 3285-Petroleum coke | KTOE | AT | 2014 | nrg_110a | 2.5581
Imports | 3285 | 3285-Petroleum coke | KTOE | PL | 2012 | nrg_110a | 2.8805
Imports | 2117 | 2117-Other Bituminous Coal | KTOE | CY | 2009 | nrg_101a | 0.74944
Imports | 2117 | 2117-Other Bituminous Coal | KTOE | PL | 2014 | nrg_101a | 189.235
Imports | 2117 | 2117-Other Bituminous Coal | KTOE | PT | 2011 | nrg_101a | 89.1663
Imports | 2117 | 2117-Other Bituminous Coal | KTOE | RS | 2009 | nrg_101a | 1.1639
Imports | 3191 | 3191-Refinery feedstocks | KTOE | RS | 2010 | nrg_102a | 0.64477
Imports | 3247 | 3247-Kerosene type jet fuel (without bio components) | KTOE | CY | 2012 | nrg_102a | 11.6854
Imports | 3247 | 3247-Kerosene type jet fuel (without bio components) | KTOE | SE | 2010 | nrg_102a | 28.8973
Imports | 3285 | 3285-Petroleum coke | KTOE | RS | 2009 | nrg_102a | 2.3572
Imports | 3285 | 3285-Petroleum coke | KTOE | SE | 2010 | nrg_102a | 0.35169
Imports | 3285 | 3285-Petroleum coke | KTOE | PT | 2014 | nrg_102a | 15.3279
Transformation input in Coke Ovens | 3285 | 3285-Petroleum coke | KTOE | DE | 2011 | nrg_102a | 37.3128
Imports | 2117 | 2117-Other Bituminous Coal | KTOE | RS | 2012 | nrg_110a | 3.6258
Imports | 3191 | 3191-Refinery feedstocks | KTOE | RS | 2010 | nrg_110a | 0.64477
Imports | 3247 | 3247-Kerosene type jet fuel (without bio components) | KTOE | SE | 2010 | nrg_110a | 28.8973
Imports | 3285 | 3285-Petroleum coke | KTOE | CZ | 2014 | nrg_110a | 0.3475
Imports | 3285 | 3285-Petroleum coke | KTOE | RS | 2009 | nrg_110a | 2.3572
Imports | 3285 | 3285-Petroleum coke | KTOE | SE | 2011 | nrg_110a | 0.95878
Primary production | 2117 | 2117-Other Bituminous Coal | KTOE | UK | 2009 | nrg_101a | 413.8484
Imports | 2117 | 2117-Other Bituminous Coal | KTOE | EE | 2011 | nrg_101a | 1.8213
Transformation input in Patent Fuel Plants | 2117 | 2117-Other Bituminous Coal | KTOE | HU | 2009 | nrg_101a | 0.18003
Consumption in Coal Mines | 2117 | 2117-Other Bituminous Coal | KTOE | HU | 2013 | nrg_101a | 0.079549
Imports | 3247 | 3247-Kerosene type jet fuel (without bio components) | KTOE | ES | 2013 | nrg_102a | 78.9463
Imports | 3247 | 3247-Kerosene type jet fuel (without bio components) | KTOE | EE | 2013 | nrg_102a | 2.152
Imports | 3247 | 3247-Kerosene type jet fuel (without bio components) | KTOE | EL | 2011 | nrg_102a | 17.1156
Imports | 3247 | 3247-Kerosene type jet fuel (without bio components) | KTOE | ME | 2011 | nrg_102a | 0.52754
Imports | 3285 | 3285-Petroleum coke | KTOE | MK | 2012 | nrg_102a | 3.9356
Imports | 2117 | 2117-Other Bituminous Coal | KTOE | EL | 2010 | nrg_110a | 16.5965
Imports | 2117 | 2117-Other Bituminous Coal | KTOE | EE | 2012 | nrg_110a | 2.2274
Imports | 3247 | 3247-Kerosene type jet fuel (without bio components) | KTOE | EL | 2011 | nrg_110a | 17.1156
Imports | 3247 | 3247-Kerosene type jet fuel (without bio components) | KTOE | ME | 2009 | nrg_110a | 0.52754
Imports | 3247 | 3247-Kerosene type jet fuel (without bio components) | KTOE | RO | 2013 | nrg_110a | 0.5401
Imports | 3285 | 3285-Petroleum coke | KTOE | EL | 2013 | nrg_110a | 24.3839
Primary production | 2117 | 2117-Other Bituminous Coal | KTOE | ES | 2009 | nrg_101a | 52.9044
Imports | 2117 | 2117-Other Bituminous Coal | KTOE | DE | 2010 | nrg_101a | 967.9714
Imports | 2117 | 2117-Other Bituminous Coal | KTOE | HR | 2014 | nrg_101a | 23.8061
Imports | 2117 | 2117-Other Bituminous Coal | KTOE | IS | 2010 | nrg_101a | 0.11304
Imports | 2117 | 2117-Other Bituminous Coal | KTOE | TR | 2013 | nrg_101a | 537.2962
Consumption in Coke Ovens | 2117 | 2117-Other Bituminous Coal | KTOE | PL | 2009 | nrg_101a | 0.58615
Imports | 3247 | 3247-Kerosene type jet fuel (without bio components) | KTOE | IE | 2013 | nrg_102a | 38.4976
Imports | 3247 | 3247-Kerosene type jet fuel (without bio components) | KTOE | NL | 2013 | nrg_102a | 167.3464
Imports | 3285 | 3285-Petroleum coke | KTOE | SK | 2012 | nrg_102a | 3.9063
Primary production | 2117 | 2117-Other Bituminous Coal | KTOE | CZ | 2010 | nrg_110a | 138.0011
Imports | 2117 | 2117-Other Bituminous Coal | KTOE | HR | 2011 | nrg_110a | 26.8834
Imports | 2117 | 2117-Other Bituminous Coal | KTOE | IT | 2012 | nrg_110a | 488.4991
Imports | 2117 | 2117-Other Bituminous Coal | KTOE | MD | 2010 | nrg_110a | 1.4486
Imports | 3191 | 3191-Refinery feedstocks | KTOE | HU | 2012 | nrg_110a | 7.0213
Imports | 3191 | 3191-Refinery feedstocks | KTOE | HR | 2011 | nrg_110a | 8.6667
Imports | 3191 | 3191-Refinery feedstocks | KTOE | IE | 2009 | nrg_110a | 0.57778
Imports | 3247 | 3247-Kerosene type jet fuel (without bio components) | KTOE | DE | 2013 | nrg_110a | 225.1703
Imports | 3247 | 3247-Kerosene type jet fuel (without bio components) | KTOE | IS | 2012 | nrg_110a | 6.3639
Imports | 3247 | 3247-Kerosene type jet fuel (without bio components) | KTOE | LU | 2009 | nrg_110a | 17.2412
Imports | 3247 | 3247-Kerosene type jet fuel (without bio components) | KTOE | NL | 2011 | nrg_110a | 115.8823
Imports | 3285 | 3285-Petroleum coke | KTOE | DE | 2011 | nrg_110a | 40.6413
Imports | 3285 | 3285-Petroleum coke | KTOE | HR | 2009 | nrg_110a | 4.124
Primary production | 2117 | 2117-Other Bituminous Coal | KTOE | IT | 2013 | nrg_101a | 1.9427
Primary production | 5500 | 5500-Renewable energies | KTOE | SI | 2013 | nrg_107a | 47.0387
Primary production | 5500 | 5500-Renewable energies | KTOE | SK | 2013 | nrg_110a | 61.4078
Primary production | 5500 | 5500-Renewable energies | KTOE | SK | 2012 | nrg_100a | 60.0178
Primary production | 5500 | 5500-Renewable energies | KTOE | UA | 2013 | nrg_110a | 146.1612
Imports | 5500 | 5500-Renewable energies | KTOE | AL | 2014 | nrg_110a | 1.5031
Primary production | 5500 | 5500-Renewable energies | KTOE | PL | 2013 | nrg_107a | 356.3595
Imports | 5500 | 5500-Renewable energies | KTOE | BG | 2010 | nrg_107a | 0.3182
Imports | 5500 | 5500-Renewable energies | KTOE | CY | 2010 | nrg_107a | 0.9839
Imports | 5500 | 5500-Renewable energies | KTOE | CY | 2014 | nrg_110a | 0.90016
Primary production | 5500 | 5500-Renewable energies | KTOE | PT | 2012 | nrg_100a | 191.0311
Imports | 5500 | 5500-Renewable energies | KTOE | PT | 2009 | nrg_100a | 0.51498
Primary production | 5500 | 5500-Renewable energies | KTOE | MD | 2011 | nrg_107a | 10.266
Primary production | 5500 | 5500-Renewable energies | KTOE | UK | 2013 | nrg_107a | 370.222
Imports | 5500 | 5500-Renewable energies | KTOE | EL | 2010 | nrg_107a | 6.5691
Imports | 5500 | 5500-Renewable energies | KTOE | MT | 2010 | nrg_107a | 0.029308
Imports | 5500 | 5500-Renewable energies | KTOE | RO | 2011 | nrg_107a | 4.8023
Primary production | 5500 | 5500-Renewable energies | KTOE | AL | 2010 | nrg_110a | 36.107
Primary production | 5500 | 5500-Renewable energies | KTOE | HR | 2013 | nrg_110a | 96.8239
Imports | 5500 | 5500-Renewable energies | KTOE | ES | 2009 | nrg_110a | 18.8364
Primary production | 5500 | 5500-Renewable energies | KTOE | FR | 2012 | nrg_100a | 851.0006
Primary production | 5500 | 5500-Renewable energies | KTOE | HR | 2013 | nrg_100a | 96.8239
Primary production | 5500 | 5500-Renewable energies | KTOE | MK | 2009 | nrg_100a | 13.1382
Primary production | 5500 | 5500-Renewable energies | KTOE | ME | 2014 | nrg_100a | 13.762
Primary production | 5500 | 5500-Renewable energies | KTOE | UA | 2013 | nrg_100a | 146.1612
Primary production | 5500 | 5500-Renewable energies | KTOE | XK | 2011 | nrg_100a | 10.4586
Imports | 5500 | 5500-Renewable energies | KTOE | EE | 2014 | nrg_100a | 1.5072
Imports | 5500 | 5500-Renewable energies | KTOE | ES | 2011 | nrg_100a | 57.288
Imports | 5500 | 5500-Renewable energies | KTOE | ME | 2011 | nrg_100a | 0.046055
Imports | 5500 | 5500-Renewable energies | KTOE | RO | 2013 | nrg_100a | 8.1852
Primary production | 5500 | 5500-Renewable energies | KTOE | ES | 2013 | nrg_107a | 735.29
Primary production | 5500 | 5500-Renewable energies | KTOE | FI | 2013 | nrg_107a | 415.7409
Primary production | 5500 | 5500-Renewable energies | KTOE | RO | 2014 | nrg_107a | 254.9594
Imports | 5500 | 5500-Renewable energies | KTOE | CZ | 2013 | nrg_107a | 9.8097
Imports | 5500 | 5500-Renewable energies | KTOE | TR | 2012 | nrg_107a | 2.1353
Consumption in BKB / PB Plants | 5500 | 5500-Renewable energies | KTOE | DE | 2013 | nrg_107a | 0.020934
Primary production | 5500 | 5500-Renewable energies | KTOE | CZ | 2013 | nrg_110a | 152.4372
Primary production | 5500 | 5500-Renewable energies | KTOE | DE | 2014 | nrg_110a | 1507.9974
Primary production | 5500 | 5500-Renewable energies | KTOE | FI | 2013 | nrg_110a | 415.7409
Primary production | 5500 | 5500-Renewable energies | KTOE | IS | 2014 | nrg_110a | 218.731
Primary production | 5500 | 5500-Renewable energies | KTOE | RS | 2014 | nrg_110a | 86.5998
Imports | 5500 | 5500-Renewable energies | KTOE | IS | 2010 | nrg_110a | 0.0041868
Imports | 5500 | 5500-Renewable energies | KTOE | IT | 2010 | nrg_110a | 108.8401
Imports | 5500 | 5500-Renewable energies | KTOE | LT | 2011 | nrg_110a | 6.1588
Consumption in Coal Mines | 5500 | 5500-Renewable energies | KTOE | PL | 2010 | nrg_110a | 0.058615
Primary production | 5500 | 5500-Renewable energies | KTOE | CY | 2010 | nrg_100a | 3.4164
Primary production | 5500 | 5500-Renewable energies | KTOE | EL | 2009 | nrg_100a | 75.735
Primary production | 5500 | 5500-Renewable energies | KTOE | RS | 2013 | nrg_100a | 83.9244
Primary production | 5500 | 5500-Renewable energies | KTOE | SE | 2011 | nrg_100a | 692.7605
Imports | 5500 | 5500-Renewable energies | KTOE | IT | 2014 | nrg_100a | 125.3277
Imports | 5500 | 5500-Renewable energies | KTOE | LT | 2013 | nrg_100a | 6.59
Imports | 5500 | 5500-Renewable energies | KTOE | LV | 2009 | nrg_100a | 0.25958
Imports | 5500 | 5500-Renewable energies | KTOE | MD | 2012 | nrg_100a | 0.01256
Imports | 5500 | 5500-Renewable energies | KTOE | BE | 2013 | nrg_107a | 27.9385
Imports | 5500 | 5500-Renewable energies | KTOE | FI | 2011 | nrg_107a | 7.419
Imports | 5500 | 5500-Renewable energies | KTOE | UK | 2011 | nrg_107a | 69.5427
Consumption in Coal Mines | 5500 | 5500-Renewable energies | KTOE | UA | 2011 | nrg_107a | 0.037681
Primary production | 5500 | 5500-Renewable energies | KTOE | LU | 2010 | nrg_110a | 3.6676
Primary production | 5500 | 5500-Renewable energies | KTOE | MT | 2013 | nrg_110a | 0.381
Primary production | 5500 | 5500-Renewable energies | KTOE | NO | 2009 | nrg_110a | 504.4759
Imports | 5500 | 5500-Renewable energies | KTOE | BE | 2014 | nrg_110a | 26.5192
Imports | 5500 | 5500-Renewable energies | KTOE | BG | 2012 | nrg_110a | 4.0738
Imports | 5500 | 5500-Renewable energies | KTOE | DK | 2009 | nrg_110a | 24.2876
Imports | 5500 | 5500-Renewable energies | KTOE | FR | 2012 | nrg_110a | 17.6181
Imports | 5500 | 5500-Renewable energies | KTOE | UK | 2009 | nrg_110a | 49.982
Primary production | 5500 | 5500-Renewable energies | KTOE | NL | 2011 | nrg_100a | 134.3084
Imports | 5500 | 5500-Renewable energies | KTOE | SE | 2013 | nrg_100a | 15.0348
Imports | 2115 | 2115-Anthracite | KTOE | AL | 2011 | nrg_101a | 5.7694
Consumption in Oil and gas extraction | 5200 | 5200-Derived heat | KTOE | UA | 2009 | nrg_106a | 1.7124
Imports | 2115 | 2115-Anthracite | KTOE | BG | 2013 | nrg_110a | 13.0838
Imports | 2115 | 2115-Anthracite | KTOE | RS | 2012 | nrg_110a | 0.35169
Consumption in BKB / PB Plants | 5200 | 5200-Derived heat | KTOE | LT | 2011 | nrg_110a | 0.0041868
Consumption in Gas Works | 5200 | 5200-Derived heat | KTOE | CZ | 2011 | nrg_110a | 3.5965
Consumption in Gas Works | 5200 | 5200-Derived heat | KTOE | CZ | 2010 | nrg_100a | 3.5797
Consumption in Coal Mines | 5200 | 5200-Derived heat | KTOE | PL | 2011 | nrg_106a | 4.618
Consumption in Coal Mines | 5200 | 5200-Derived heat | KTOE | RO | 2013 | nrg_110a | 0.10048
Primary production | 2115 | 2115-Anthracite | KTOE | ES | 2011 | nrg_101a | 47.449
Imports | 2115 | 2115-Anthracite | KTOE | CZ | 2009 | nrg_101a | 0.69082
Imports | 2115 | 2115-Anthracite | KTOE | LT | 2009 | nrg_101a | 0.40193
Imports | 2115 | 2115-Anthracite | KTOE | MD | 2011 | nrg_101a | 3.4667
Consumption in Coal Mines | 5200 | 5200-Derived heat | KTOE | SK | 2011 | nrg_106a | 0.10886
Consumption in Coke Ovens | 5200 | 5200-Derived heat | KTOE | CZ | 2013 | nrg_106a | 1.7459
Consumption in Oil and gas extraction | 5200 | 5200-Derived heat | KTOE | PL | 2009 | nrg_106a | 0.025121
Imports | 2115 | 2115-Anthracite | KTOE | CZ | 2009 | nrg_110a | 0.69082
Imports | 2115 | 2115-Anthracite | KTOE | DE | 2012 | nrg_110a | 45.858
Imports | 2115 | 2115-Anthracite | KTOE | HR | 2010 | nrg_110a | 0.029308
Imports | 2115 | 2115-Anthracite | KTOE | LU | 2009 | nrg_110a | 0.56103
Imports | 2115 | 2115-Anthracite | KTOE | IE | 2012 | nrg_110a | 1.7459
Imports | 2115 | 2115-Anthracite | KTOE | NL | 2010 | nrg_110a | 1.0844
Consumption in Gas Works | 5200 | 5200-Derived heat | KTOE | PL | 2014 | nrg_110a | 0.01256
Consumption in Coal Mines | 5200 | 5200-Derived heat | KTOE | DE | 2010 | nrg_110a | 0.4438
Consumption in Coal Mines | 5200 | 5200-Derived heat | KTOE | PL | 2010 | nrg_110a | 5.6564
Consumption in Coke Ovens | 5200 | 5200-Derived heat | KTOE | CZ | 2010 | nrg_100a | 2.2525
Consumption in Coke Ovens | 5200 | 5200-Derived heat | KTOE | IT | 2010 | nrg_100a | 0.066989
Consumption in Coke Ovens | 5200 | 5200-Derived heat | KTOE | PL | 2009 | nrg_100a | 0.85411
Imports | 2115 | 2115-Anthracite | KTOE | UA | 2009 | nrg_101a | 0.26377
Consumption in Coke Ovens | 5200 | 5200-Derived heat | KTOE | SK | 2009 | nrg_106a | 0.8248
Consumption in Coal Mines | 5200 | 5200-Derived heat | KTOE | BG | 2012 | nrg_106a | 0.10048
Imports | 2115 | 2115-Anthracite | KTOE | AT | 2009 | nrg_110a | 0.15072
Imports | 2115 | 2115-Anthracite | KTOE | XK | 2011 | nrg_110a | 1.0802
Consumption in Coal Mines | 2115 | 2115-Anthracite | KTOE | UA | 2013 | nrg_110a | 0.31401
Consumption in Oil and gas extraction | 5200 | 5200-Derived heat | KTOE | DE | 2011 | nrg_110a | 0.020934
Consumption in Coal Mines | 5200 | 5200-Derived heat | KTOE | CZ | 2009 | nrg_110a | 4.8064
Consumption in Oil and gas extraction | 5200 | 5200-Derived heat | KTOE | DE | 2010 | nrg_100a | 0.025121
Consumption in Coal Mines | 5200 | 5200-Derived heat | KTOE | BG | 2009 | nrg_100a | 0.037681
Consumption in Coke Ovens | 5200 | 5200-Derived heat | KTOE | UA | 2014 | nrg_100a | 10.4628
Consumption in Oil and gas extraction | 5200 | 5200-Derived heat | KTOE | UA | 2009 | nrg_110a | 1.7124
Imports | 2115 | 2115-Anthracite | KTOE | BG | 2013 | nrg_101a | 13.0838
Imports | 2115 | 2115-Anthracite | KTOE | RS | 2014 | nrg_101a | 0.80387
Imports | 2115 | 2115-Anthracite | KTOE | PT | 2012 | nrg_101a | 0.77874
Consumption in Gas Works | 5200 | 5200-Derived heat | KTOE | CZ | 2012 | nrg_106a | 3.4081
Primary production | 2115 | 2115-Anthracite | KTOE | UA | 2009 | nrg_101a | 257.4338
Imports | 2115 | 2115-Anthracite | KTOE | MK | 2012 | nrg_101a | 0.025121
Consumption in Coal Mines | 5200 | 5200-Derived heat | KTOE | EE | 2010 | nrg_106a | 0.054428
Imports | 2115 | 2115-Anthracite | KTOE | MK | 2014 | nrg_110a | 0.054428
Imports | 2115 | 2115-Anthracite | KTOE | RO | 2013 | nrg_110a | 3.676
Consumption in Coal Mines | 5200 | 5200-Derived heat | KTOE | EE | 2013 | nrg_110a | 0.046055
Consumption in Coal Mines | 5200 | 5200-Derived heat | KTOE | RO | 2012 | nrg_100a | 0.033494
Primary production | 2115 | 2115-Anthracite | KTOE | DE | 2012 | nrg_101a | 59.5782
Imports | 2115 | 2115-Anthracite | KTOE | LU | 2011 | nrg_101a | 0.42705
Imports | 2115 | 2115-Anthracite | KTOE | IS | 2010 | nrg_101a | 2.8596
Imports | 2115 | 2115-Anthracite | KTOE | NL | 2014 | nrg_101a | 3.3118
Imports | 2115 | 2115-Anthracite | KTOE | SK | 2011 | nrg_101a | 7.5027
Consumption in Coal Mines | 5200 | 5200-Derived heat | KTOE | SI | 2013 | nrg_106a | 0.075362
Consumption in Coke Ovens | 5200 | 5200-Derived heat | KTOE | IT | 2013 | nrg_106a | 0.18003
Consumption in Coke Ovens | 5200 | 5200-Derived heat | KTOE | PL | 2011 | nrg_106a | 0.65314
Consumption in BKB / PB Plants | 5200 | 5200-Derived heat | KTOE | DE | 2013 | nrg_106a | 4.706
Consumption in BKB / PB Plants | 5200 | 5200-Derived heat | KTOE | LT | 2009 | nrg_106a | 0.0041868
Primary production | 2115 | 2115-Anthracite | KTOE | DE | 2014 | nrg_110a | 60.2313
Imports | 2115 | 2115-Anthracite | KTOE | IS | 2010 | nrg_110a | 2.8596
Consumption in Oil and gas extraction | 5200 | 5200-Derived heat | KTOE | IT | 2014 | nrg_110a | 0.8876
Consumption in Coal Mines | 5200 | 5200-Derived heat | KTOE | SI | 2009 | nrg_110a | 0.09211
Consumption in Coke Ovens | 5200 | 5200-Derived heat | KTOE | IT | 2011 | nrg_110a | 0.13816
Consumption in Oil and gas extraction | 5200 | 5200-Derived heat | KTOE | PL | 2013 | nrg_100a | 0.046055
Primary production | 5542 | 5542-Biogas | KTOE | TR | 2011 | nrg_107a | 3.0354
Primary production | 3106 | 3106-Natural gas liquids (NGL) | KTOE | NO | 2010 | nrg_102a | 358.8548
Imports | 3295 | 3295-Other Oil Products | KTOE | AL | 2010 | nrg_102a | 1.1639
Imports | 3295 | 3295-Other Oil Products | KTOE | NO | 2009 | nrg_110a | 2.0808
Imports | 3295 | 3295-Other Oil Products | KTOE | RO | 2011 | nrg_102a | 0.39775
Primary production | 5542 | 5542-Biogas | KTOE | PL | 2011 | nrg_107a | 5.7317
Primary production | 5542 | 5542-Biogas | KTOE | PT | 2010 | nrg_107a | 1.2853
Imports | 3106 | 3106-Natural gas liquids (NGL) | KTOE | RS | 2013 | nrg_110a | 3.0354
Primary production | 3106 | 3106-Natural gas liquids (NGL) | KTOE | FR | 2009 | nrg_102a | 1.3858
Primary production | 3106 | 3106-Natural gas liquids (NGL) | KTOE | UK | 2011 | nrg_102a | 121.7563
Primary production | 5542 | 5542-Biogas | KTOE | AT | 2013 | nrg_107a | 8.2312
Primary production | 5542 | 5542-Biogas | KTOE | FR | 2010 | nrg_107a | 13.7369
Primary production | 5542 | 5542-Biogas | KTOE | HR | 2011 | nrg_107a | 0.28889
Primary production | 3106 | 3106-Natural gas liquids (NGL) | KTOE | AT | 2012 | nrg_110a | 3.3997
Primary production | 3106 | 3106-Natural gas liquids (NGL) | KTOE | FR | 2012 | nrg_110a | 1.1346
Primary production | 3106 | 3106-Natural gas liquids (NGL) | KTOE | UA | 2013 | nrg_110a | 37.677
Primary production | 5542 | 5542-Biogas | KTOE | BE | 2009 | nrg_110a | 5.2461
Primary production | 5542 | 5542-Biogas | KTOE | FR | 2011 | nrg_110a | 14.8799
Primary production | 5542 | 5542-Biogas | KTOE | HU | 2009 | nrg_110a | 1.2937
Primary production | 5548 | 5548-Other liquid biofuels | KTOE | BE | 2009 | nrg_110a | 3.743
Imports | 3106 | 3106-Natural gas liquids (NGL) | KTOE | FR | 2009 | nrg_102a | 1.4696
Imports | 3295 | 3295-Other Oil Products | KTOE | TR | 2011 | nrg_102a | 21.4783
Imports | 3295 | 3295-Other Oil Products | KTOE | UA | 2013 | nrg_102a | 1.8799
Primary production | 5542 | 5542-Biogas | KTOE | BG | 2009 | nrg_107a | 0.01256
Primary production | 5542 | 5542-Biogas | KTOE | BE | 2014 | nrg_107a | 8.6374
Primary production | 5542 | 5542-Biogas | KTOE | EE | 2013 | nrg_107a | 0.30145
Primary production | 5542 | 5542-Biogas | KTOE | RO | 2012 | nrg_107a | 1.143
Imports | 5548 | 5548-Other liquid biofuels | KTOE | IT | 2012 | nrg_107a | 22.7092
Primary production | 3106 | 3106-Natural gas liquids (NGL) | KTOE | RS | 2012 | nrg_110a | 1.5659
Imports | 3295 | 3295-Other Oil Products | KTOE | DE | 2014 | nrg_110a | 2.5665
Imports | 3295 | 3295-Other Oil Products | KTOE | CZ | 2013 | nrg_110a | 6.6696
Imports | 3295 | 3295-Other Oil Products | KTOE | IT | 2010 | nrg_110a | 13.9588
Imports | 3295 | 3295-Other Oil Products | KTOE | SK | 2014 | nrg_110a | 0.33494
Primary production | 5542 | 5542-Biogas | KTOE | EE | 2013 | nrg_110a | 0.30145
Primary production | 5542 | 5542-Biogas | KTOE | EL | 2009 | nrg_110a | 2.3446
Primary production | 5542 | 5542-Biogas | KTOE | IS | 2010 | nrg_110a | 0.020934
Primary production | 5542 | 5542-Biogas | KTOE | IT | 2010 | nrg_110a | 21.248
Primary production | 5542 | 5542-Biogas | KTOE | IE | 2010 | nrg_110a | 2.4451
Primary production | 5542 | 5542-Biogas | KTOE | RS | 2012 | nrg_110a | 0.037681
Imports | 5548 | 5548-Other liquid biofuels | KTOE | LU | 2011 | nrg_110a | 0.0083736
Imports | 3106 | 3106-Natural gas liquids (NGL) | KTOE | BE | 2014 | nrg_102a | 24.5891
Imports | 3106 | 3106-Natural gas liquids (NGL) | KTOE | FI | 2012 | nrg_102a | 37.1788
Imports | 3295 | 3295-Other Oil Products | KTOE | BE | 2009 | nrg_102a | 6.2383
Imports | 3295 | 3295-Other Oil Products | KTOE | FI | 2012 | nrg_102a | 17.0947
Imports | 3295 | 3295-Other Oil Products | KTOE | FR | 2014 | nrg_102a | 10.0399
Primary production | 5542 | 5542-Biogas | KTOE | LU | 2012 | nrg_107a | 0.65733
Imports | 5548 | 5548-Other liquid biofuels | KTOE | BE | 2009 | nrg_107a | 0.0083736
Imports | 5548 | 5548-Other liquid biofuels | KTOE | FI | 2010 | nrg_107a | 1.6705
Imports | 3106 | 3106-Natural gas liquids (NGL) | KTOE | BE | 2013 | nrg_110a | 16.2741
Imports | 3295 | 3295-Other Oil Products | KTOE | SI | 2010 | nrg_110a | 0.23865
Primary production | 5542 | 5542-Biogas | KTOE | LT | 2013 | nrg_110a | 0.64895
Primary production | 5542 | 5542-Biogas | KTOE | NO | 2013 | nrg_110a | 1.1053
Primary production | 5542 | 5542-Biogas | KTOE | SK | 2009 | nrg_110a | 0.67826
Imports | 3295 | 3295-Other Oil Products | KTOE | NO | 2013 | nrg_102a | 0.23865
Imports | 3295 | 3295-Other Oil Products | KTOE | AT | 2014 | nrg_102a | 1.1304
Imports | 5548 | 5548-Other liquid biofuels | KTOE | NO | 2013 | nrg_107a | 0.10467
Imports | 3106 | 3106-Natural gas liquids (NGL) | KTOE | AT | 2012 | nrg_110a | 1.8715
Imports | 3295 | 3295-Other Oil Products | KTOE | AL | 2014 | nrg_110a | 1.7459
Imports | 3295 | 3295-Other Oil Products | KTOE | PL | 2013 | nrg_110a | 6.9459
Primary production | 5548 | 5548-Other liquid biofuels | KTOE | PT | 2014 | nrg_107a | 0.61546
Primary production | 3106 | 3106-Natural gas liquids (NGL) | KTOE | RO | 2012 | nrg_110a | 6.0332
Primary production | 5542 | 5542-Biogas | KTOE | PT | 2014 | nrg_110a | 3.4332
Primary production | 3106 | 3106-Natural gas liquids (NGL) | KTOE | HR | 2013 | nrg_102a | 2.8135
Primary production | 3106 | 3106-Natural gas liquids (NGL) | KTOE | UA | 2010 | nrg_102a | 41.3656
Imports | 3295 | 3295-Other Oil Products | KTOE | ME | 2013 | nrg_102a | 0.041868
Primary production | 5542 | 5542-Biogas | KTOE | UK | 2009 | nrg_107a | 71.2468
Primary production | 5548 | 5548-Other liquid biofuels | KTOE | AT | 2009 | nrg_107a | 1.0216
Imports | 3260 | 3260-Gas/diesel oil (without bio components) | KTOE | AL | 2009 | nrg_102a | 25.9791
Imports | 3260 | 3260-Gas/diesel oil (without bio components) | KTOE | PL | 2012 | nrg_102a | 61.5711
Imports | 3260 | 3260-Gas/diesel oil (without bio components) | KTOE | CY | 2014 | nrg_102a | 23.5005
Imports | 3260 | 3260-Gas/diesel oil (without bio components) | KTOE | RO | 2010 | nrg_110a | 54.2693
Consumption in Pipeline transport | 3260 | 3260-Gas/diesel oil (without bio components) | KTOE | UA | 2010 | nrg_110a | 0.38519
Imports | 3260 | 3260-Gas/diesel oil (without bio components) | KTOE | ES | 2011 | nrg_102a | 366.4078
Imports | 3260 | 3260-Gas/diesel oil (without bio components) | KTOE | EL | 2011 | nrg_102a | 124.0674
Imports | 3260 | 3260-Gas/diesel oil (without bio components) | KTOE | EE | 2010 | nrg_102a | 23.0525
Imports | 3260 | 3260-Gas/diesel oil (without bio components) | KTOE | MK | 2012 | nrg_102a | 21.7337
Imports | 3260 | 3260-Gas/diesel oil (without bio components) | KTOE | ME | 2011 | nrg_110a | 7.0464
Imports | 3260 | 3260-Gas/diesel oil (without bio components) | KTOE | HU | 2010 | nrg_102a | 67.3279
Imports | 3260 | 3260-Gas/diesel oil (without bio components) | KTOE | IS | 2013 | nrg_102a | 11.1955
Imports | 3260 | 3260-Gas/diesel oil (without bio components) | KTOE | LU | 2009 | nrg_102a | 79.746
Imports | 3260 | 3260-Gas/diesel oil (without bio components) | KTOE | IE | 2011 | nrg_102a | 93.7634
Consumption in Oil and gas extraction | 3260 | 3260-Gas/diesel oil (without bio components) | KTOE | LT | 2013 | nrg_102a | 0.041868
Consumption in Oil and gas extraction | 3260 | 3260-Gas/diesel oil (without bio components) | KTOE | UA | 2009 | nrg_102a | 1.3649
Consumption in Oil and gas extraction | 3260 | 3260-Gas/diesel oil (without bio components) | KTOE | UK | 2010 | nrg_102a | 20.9759
Consumption in Coal Mines | 3260 | 3260-Gas/diesel oil (without bio components) | KTOE | NO | 2013 | nrg_102a | 0.25958
Consumption in Coal Mines | 3260 | 3260-Gas/diesel oil (without bio components) | KTOE | RO | 2009 | nrg_102a | 0.12979
Imports | 3260 | 3260-Gas/diesel oil (without bio components) | KTOE | IS | 2009 | nrg_110a | 15.3991
Imports | 3260 | 3260-Gas/diesel oil (without bio components) | KTOE | LU | 2010 | nrg_110a | 84.3766
Imports | 3260 | 3260-Gas/diesel oil (without bio components) | KTOE | LV | 2012 | nrg_110a | 50.0113
Consumption in Oil and gas extraction | 3260 | 3260-Gas/diesel oil (without bio components) | KTOE | UK | 2014 | nrg_110a | 27.7292
Consumption in Oil and gas extraction | 3260 | 3260-Gas/diesel oil (without bio components) | KTOE | UA | 2012 | nrg_110a | 1.8213
Consumption in Coal Mines | 3260 | 3260-Gas/diesel oil (without bio components) | KTOE | CZ | 2009 | nrg_110a | 0.6029
Consumption in Coal Mines | 3260 | 3260-Gas/diesel oil (without bio components) | KTOE | NO | 2009 | nrg_110a | 0.12979
Consumption in Coal Mines | 3260 | 3260-Gas/diesel oil (without bio components) | KTOE | SK | 2009 | nrg_110a | 0.041868
Imports | 3260 | 3260-Gas/diesel oil (without bio components) | KTOE | FI | 2013 | nrg_102a | 133.5296
Imports | 3260 | 3260-Gas/diesel oil (without bio components) | KTOE | UK | 2012 | nrg_102a | 469.2105
Consumption in Coal Mines | 3260 | 3260-Gas/diesel oil (without bio components) | KTOE | UA | 2011 | nrg_102a | 1.3188
Imports | 3260 | 3260-Gas/diesel oil (without bio components) | KTOE | AT | 2013 | nrg_110a | 185.3245
Imports | 3260 | 3260-Gas/diesel oil (without bio components) | KTOE | FI | 2014 | nrg_110a | 93.173
Imports | 3260 | 3260-Gas/diesel oil (without bio components) | KTOE | SE | 2011 | nrg_110a | 94.2951
Imports | 3260 | 3260-Gas/diesel oil (without bio components) | KTOE | UA | 2011 | nrg_110a | 159.672
Consumption in Coal Mines | 3260 | 3260-Gas/diesel oil (without bio components) | KTOE | UA | 2009 | nrg_110a | 1.1514
Imports | 3260 | 3260-Gas/diesel oil (without bio components) | KTOE | NO | 2014 | nrg_102a | 47.9724
Imports | 3260 | 3260-Gas/diesel oil (without bio components) | KTOE | RO | 2010 | nrg_102a | 54.2693
Imports | 3260 | 3260-Gas/diesel oil (without bio components) | KTOE | PT | 2014 | nrg_102a | 30.011
Consumption in Coal Mines | 3260 | 3260-Gas/diesel oil (without bio components) | KTOE | EE | 2011 | nrg_102a | 0.67826
Consumption in Pipeline transport | 3260 | 3260-Gas/diesel oil (without bio components) | KTOE | PL | 2009 | nrg_102a | 0.041868
Consumption in Pipeline transport | 3260 | 3260-Gas/diesel oil (without bio components) | KTOE | UA | 2012 | nrg_102a | 0.25539
Imports | 3260 | 3260-Gas/diesel oil (without bio components) | KTOE | BG | 2014 | nrg_110a | 38.8744
Imports | 3260 | 3260-Gas/diesel oil (without bio components) | KTOE | CY | 2012 | nrg_110a | 30.1701
Imports | 3260 | 3260-Gas/diesel oil (without bio components) | KTOE | PT | 2013 | nrg_110a | 24.7942
Imports | 3260 | 3260-Gas/diesel oil (without bio components) | KTOE | RS | 2010 | nrg_110a | 26.4983
Imports | 3260 | 3260-Gas/diesel oil (without bio components) | KTOE | MT | 2009 | nrg_102a | 23.8941
Imports | 3260 | 3260-Gas/diesel oil (without bio components) | KTOE | EE | 2010 | nrg_110a | 23.0525
Imports | 3260 | 3260-Gas/diesel oil (without bio components) | KTOE | MT | 2009 | nrg_110a | 23.8941
Imports | 3260 | 3260-Gas/diesel oil (without bio components) | KTOE | MK | 2013 | nrg_110a | 22.077
Consumption in Coal Mines | 3260 | 3260-Gas/diesel oil (without bio components) | KTOE | EE | 2011 | nrg_110a | 0.67826
Consumption in Coal Mines | 3260 | 3260-Gas/diesel oil (without bio components) | KTOE | MK | 2012 | nrg_110a | 0.087923
Imports | 3260 | 3260-Gas/diesel oil (without bio components) | KTOE | DE | 2013 | nrg_102a | 760.9258
Imports | 3260 | 3260-Gas/diesel oil (without bio components) | KTOE | HR | 2014 | nrg_102a | 43.5637
Imports | 3260 | 3260-Gas/diesel oil (without bio components) | KTOE | LV | 2012 | nrg_102a | 50.0113
Imports | 3250 | 3250-Naphtha | KTOE | NO | 2012 | nrg_102a | 2.2399
Transformation output from Gas Works | 4200 | 4200-Derived gases | KTOE | CZ | 2009 | nrg_103a | 14.9301
Primary production | 5543 | 5543-Municipal waste | KTOE | NO | 2014 | nrg_110a | 18.5852
Primary production | 5543 | 5543-Municipal waste | KTOE | PT | 2012 | nrg_110a | 7.1971
Transformation output from Coke Ovens | 4200 | 4200-Derived gases | KTOE | ES | 2012 | nrg_103a | 12.9288
Transformation output from Coke Ovens | 4200 | 4200-Derived gases | KTOE | IT | 2010 | nrg_103a | 14.478
Consumption in Coke Ovens | 4200 | 4200-Derived gases | KTOE | HU | 2010 | nrg_103a | 3.6593
Imports | 3250 | 3250-Naphtha | KTOE | RO | 2011 | nrg_110a | 0.17585
Primary production | 5543 | 5543-Municipal waste | KTOE | AT | 2013 | nrg_110a | 15.7214
Primary production | 5543 | 5543-Municipal waste | KTOE | LV | 2011 | nrg_110a | 0.066989
Transformation input in Gas Works | 3250 | 3250-Naphtha | KTOE | ES | 2010 | nrg_102a | 1.5407
Transformation output from Coke Ovens | 4200 | 4200-Derived gases | KTOE | PL | 2013 | nrg_103a | 68.8436
Transformation output from Coke Ovens | 4200 | 4200-Derived gases | KTOE | SE | 2011 | nrg_103a | 8.4364
Transformation output from Coke Ovens | 4200 | 4200-Derived gases | KTOE | TR | 2012 | nrg_103a | 26.2429
Consumption in Coal Mines | 4200 | 4200-Derived gases | KTOE | PL | 2012 | nrg_103a | 0.13398
Consumption in Coke Ovens | 4200 | 4200-Derived gases | KTOE | CZ | 2009 | nrg_103a | 8.7881
Consumption in Coke Ovens | 4200 | 4200-Derived gases | KTOE | IT | 2013 | nrg_103a | 0.56522
Imports | 3250 | 3250-Naphtha | KTOE | HU | 2011 | nrg_110a | 8.6081
Transformation input in Gas Works | 3250 | 3250-Naphtha | KTOE | ES | 2009 | nrg_110a | 1.5407
Transformation input in Gas Works | 3250 | 3250-Naphtha | KTOE | SE | 2009 | nrg_110a | 0.57359
Primary production | 5543 | 5543-Municipal waste | KTOE | DE | 2012 | nrg_110a | 217.3452
Primary production | 5543 | 5543-Municipal waste | KTOE | DK | 2014 | nrg_110a | 37.8989
Primary production | 5543 | 5543-Municipal waste | KTOE | CY | 2014 | nrg_110a | 0.01256
Primary production | 5543 | 5543-Municipal waste | KTOE | BG | 2011 | nrg_110a | 0.41449
Primary production | 5543 | 5543-Municipal waste | KTOE | RO | 2012 | nrg_110a | 0.0041868
Primary production | 5543 | 5543-Municipal waste | KTOE | SE | 2009 | nrg_110a | 45.0458
Imports | 5543 | 5543-Municipal waste | KTOE | HU | 2014 | nrg_110a | 0.56103
Transformation output from Coke Ovens | 4200 | 4200-Derived gases | KTOE | UK | 2011 | nrg_103a | 28.6586
Transformation output from Gas Works | 4200 | 4200-Derived gases | KTOE | HR | 2012 | nrg_103a | 0.096296
Transformation output from Gas Works | 4200 | 4200-Derived gases | KTOE | UA | 2013 | nrg_103a | 0.72432
Consumption in Coke Ovens | 4200 | 4200-Derived gases | KTOE | UK | 2011 | nrg_103a | 14.7794
Imports | 3250 | 3250-Naphtha | KTOE | BE | 2010 | nrg_110a | 133.1444
Imports | 3250 | 3250-Naphtha | KTOE | UK | 2009 | nrg_110a | 46.6912
Imports | 3215 | 3215-Ethane | KTOE | NO | 2012 | nrg_102a | 2.5833
Imports | 3250 | 3250-Naphtha | KTOE | AT | 2010 | nrg_102a | 1.2519
Transformation output from Gas Works | 4200 | 4200-Derived gases | KTOE | EE | 2009 | nrg_103a | 5.7234
Imports | 3215 | 3215-Ethane | KTOE | NO | 2011 | nrg_110a | 3.0438
Imports | 3250 | 3250-Naphtha | KTOE | CZ | 2012 | nrg_102a | 5.0577
Imports | 3250 | 3250-Naphtha | KTOE | SE | 2014 | nrg_102a | 14.7417
Imports | 3250 | 3250-Naphtha | KTOE | RS | 2013 | nrg_110a | 0.31401
Imports | 3250 | 3250-Naphtha | KTOE | SE | 2013 | nrg_110a | 11.6602
Imports | 3250 | 3250-Naphtha | KTOE | ES | 2013 | nrg_102a | 52.582
Transformation output from Coke Ovens | 4200 | 4200-Derived gases | KTOE | HU | 2012 | nrg_103a | 8.4364
Primary production | 5543 | 5543-Municipal waste | KTOE | FR | 2014 | nrg_110a | 97.8036
Primary production | 5543 | 5543-Municipal waste | KTOE | FI | 2011 | nrg_110a | 10.086
Primary production | 5543 | 5543-Municipal waste | KTOE | UK | 2013 | nrg_110a | 38.5981
Imports | 3250 | 3250-Naphtha | KTOE | DE | 2009 | nrg_102a | 262.4161
Imports | 3250 | 3250-Naphtha | KTOE | TR | 2009 | nrg_102a | 75.1949
Transformation output from Coke Ovens | 4200 | 4200-Derived gases | KTOE | NL | 2009 | nrg_103a | 14.0509
Transformation output from Coke Ovens | 4200 | 4200-Derived gases | KTOE | SK | 2013 | nrg_103a | 11.4258
Consumption in Coke Ovens | 4200 | 4200-Derived gases | KTOE | AT | 2009 | nrg_103a | 3.9984
Consumption in Coke Ovens | 4200 | 4200-Derived gases | KTOE | NL | 2009 | nrg_103a | 6.2216
Consumption in Coke Ovens | 4200 | 4200-Derived gases | KTOE | PL | 2013 | nrg_103a | 40.0928
Imports | 3250 | 3250-Naphtha | KTOE | CZ | 2011 | nrg_110a | 4.7478
Imports | 3250 | 3250-Naphtha | KTOE | FR | 2012 | nrg_110a | 120.6468
Imports | 3250 | 3250-Naphtha | KTOE | IE | 2012 | nrg_110a | 0.17585
Imports | 3250 | 3250-Naphtha | KTOE | NL | 2010 | nrg_110a | 703.822
Imports | 3250 | 3250-Naphtha | KTOE | TR | 2011 | nrg_110a | 54.9559
Primary production | 5543 | 5543-Municipal waste | KTOE | ES | 2013 | nrg_110a | 16.7221
Primary production | 5543 | 5543-Municipal waste | KTOE | HU | 2009 | nrg_110a | 3.8602
Imports | 3250 | 3250-Naphtha | KTOE | FI | 2009 | nrg_102a | 13.247
Transformation output from Coke Ovens | 4200 | 4200-Derived gases | KTOE | BE | 2013 | nrg_103a | 13.1507
Transformation output from Coke Ovens | 4200 | 4200-Derived gases | KTOE | CZ | 2009 | nrg_103a | 16.7472
Consumption in Coal Mines | 4200 | 4200-Derived gases | KTOE | CZ | 2014 | nrg_103a | 1.6245
Consumption in Coke Ovens | 4200 | 4200-Derived gases | KTOE | FI | 2011 | nrg_103a | 3.0187
Primary production | 5546 | 5546-Biogasoline | KTOE | SK | 2009 | nrg_110a | 2.1143
Primary production | 5546 | 5546-Biogasoline | KTOE | SK | 2013 | nrg_107a | 2.2106
Primary production | 5546 | 5546-Biogasoline | KTOE | TR | 2011 | nrg_110a | 0.21353
Imports | 3283 | 3283-Bitumen | KTOE | RS | 2013 | nrg_102a | 0.32238
Imports | 3283 | 3283-Bitumen | KTOE | CZ | 2012 | nrg_110a | 10.2493
Imports | 3283 | 3283-Bitumen | KTOE | RO | 2012 | nrg_110a | 19.6905
Imports | 5546 | 5546-Biogasoline | KTOE | BG | 2014 | nrg_110a | 0.066989
Imports | 5546 | 5546-Biogasoline | KTOE | PL | 2010 | nrg_110a | 3.1527
Imports | 5546 | 5546-Biogasoline | KTOE | RO | 2014 | nrg_110a | 1.838
Imports | 3283 | 3283-Bitumen | KTOE | EL | 2012 | nrg_102a | 0.66151
Primary production | 5546 | 5546-Biogasoline | KTOE | UK | 2010 | nrg_107a | 5.9871
Imports | 3283 | 3283-Bitumen | KTOE | MT | 2011 | nrg_110a | 0.15491
Imports | 5546 | 5546-Biogasoline | KTOE | ES | 2009 | nrg_110a | 1.7585
Imports | 3283 | 3283-Bitumen | KTOE | HR | 2013 | nrg_102a | 3.5169
Imports | 3283 | 3283-Bitumen | KTOE | HU | 2010 | nrg_102a | 2.7549
Imports | 3283 | 3283-Bitumen | KTOE | LV | 2011 | nrg_102a | 2.847
Imports | 3283 | 3283-Bitumen | KTOE | MD | 2011 | nrg_102a | 0.70338
Imports | 3283 | 3283-Bitumen | KTOE | NL | 2012 | nrg_102a | 16.3411
Primary production | 5546 | 5546-Biogasoline | KTOE | CZ | 2010 | nrg_107a | 2.5539
Imports | 5546 | 5546-Biogasoline | KTOE | CZ | 2009 | nrg_107a | 1.5324
Imports | 5546 | 5546-Biogasoline | KTOE | IT | 2014 | nrg_107a | 0.39356
Imports | 5546 | 5546-Biogasoline | KTOE | HU | 2010 | nrg_107a | 1.8254
Imports | 5546 | 5546-Biogasoline | KTOE | LV | 2011 | nrg_107a | 0.47311
Imports | 5546 | 5546-Biogasoline | KTOE | LU | 2010 | nrg_107a | 0.025121
Imports | 3283 | 3283-Bitumen | KTOE | DE | 2009 | nrg_110a | 10.8061
Imports | 3283 | 3283-Bitumen | KTOE | HR | 2010 | nrg_110a | 2.3781
Imports | 3283 | 3283-Bitumen | KTOE | LV | 2014 | nrg_110a | 3.0145
Imports | 3283 | 3283-Bitumen | KTOE | LT | 2014 | nrg_110a | 1.5617
Imports | 3283 | 3283-Bitumen | KTOE | MD | 2012 | nrg_110a | 2.7298
Imports | 3283 | 3283-Bitumen | KTOE | NL | 2009 | nrg_110a | 14.4989
Imports | 3283 | 3283-Bitumen | KTOE | UA | 2014 | nrg_110a | 3.3159
Primary production | 5546 | 5546-Biogasoline | KTOE | SE | 2013 | nrg_110a | 4.5176
Imports | 5546 | 5546-Biogasoline | KTOE | IT | 2010 | nrg_110a | 2.1101
Imports | 5546 | 5546-Biogasoline | KTOE | LT | 2013 | nrg_110a | 0.20515
Imports | 5546 | 5546-Biogasoline | KTOE | HU | 2012 | nrg_110a | 1.8841
Imports | 5546 | 5546-Biogasoline | KTOE | LU | 2013 | nrg_110a | 0.025121
Imports | 3283 | 3283-Bitumen | KTOE | UA | 2010 | nrg_102a | 3.0019
Imports | 3283 | 3283-Bitumen | KTOE | XK | 2012 | nrg_102a | 1.4696
Primary production | 5546 | 5546-Biogasoline | KTOE | LT | 2012 | nrg_107a | 0.55684
Imports | 5546 | 5546-Biogasoline | KTOE | AT | 2011 | nrg_107a | 2.0097
Imports | 5546 | 5546-Biogasoline | KTOE | FR | 2010 | nrg_107a | 4.5385
Imports | 3283 | 3283-Bitumen | KTOE | BE | 2013 | nrg_110a | 5.0702
Imports | 3283 | 3283-Bitumen | KTOE | SI | 2009 | nrg_110a | 4.8734
Imports | 3283 | 3283-Bitumen | KTOE | XK | 2009 | nrg_110a | 0.1591
Primary production | 5546 | 5546-Biogasoline | KTOE | LT | 2014 | nrg_110a | 0.25958
Imports | 5546 | 5546-Biogasoline | KTOE | SI | 2010 | nrg_110a | 0.18003
Imports | 5546 | 5546-Biogasoline | KTOE | UK | 2013 | nrg_110a | 7.6325
Imports | 3283 | 3283-Bitumen | KTOE | AL | 2012 | nrg_110a | 0.27214
Imports | 3283 | 3283-Bitumen | KTOE | AL | 2014 | nrg_102a | 0.079549
Imports | 5546 | 5546-Biogasoline | KTOE | NO | 2010 | nrg_107a | 0.20097
Imports | 5546 | 5546-Biogasoline | KTOE | NO | 2009 | nrg_110a | 0.029308
Imports | 3283 | 3283-Bitumen | KTOE | BG | 2014 | nrg_102a | 3.5044
Imports | 3283 | 3283-Bitumen | KTOE | PT | 2012 | nrg_102a | 7.3311
Imports | 3283 | 3283-Bitumen | KTOE | PL | 2014 | nrg_102a | 14.859
Primary production | 5546 | 5546-Biogasoline | KTOE | PL | 2012 | nrg_107a | 4.6055
Imports | 3283 | 3283-Bitumen | KTOE | SE | 2014 | nrg_110a | 4.0947
Imports | 3283 | 3283-Bitumen | KTOE | RS | 2009 | nrg_110a | 0.80387
Primary production | 5546 | 5546-Biogasoline | KTOE | PL | 2009 | nrg_110a | 3.3997
Imports | 3283 | 3283-Bitumen | KTOE | ES | 2013 | nrg_102a | 0.54428
Primary production | 5546 | 5546-Biogasoline | KTOE | AT | 2013 | nrg_107a | 3.1275
Primary production | 5546 | 5546-Biogasoline | KTOE | FR | 2013 | nrg_107a | 21.0764
Primary production | 5546 | 5546-Biogasoline | KTOE | FI | 2013 | nrg_107a | 0.59871
Primary production | 5546 | 5546-Biogasoline | KTOE | LV | 2011 | nrg_107a | 0.054428
Primary production | 5546 | 5546-Biogasoline | KTOE | UA | 2014 | nrg_107a | 0.72013
Imports | 5546 | 5546-Biogasoline | KTOE | EE | 2011 | nrg_107a | 0.1591
Imports | 3283 | 3283-Bitumen | KTOE | EL | 2014 | nrg_110a | 1.4821
Imports | 3283 | 3283-Bitumen | KTOE | ES | 2011 | nrg_110a | 1.3272
Imports | 3283 | 3283-Bitumen | KTOE | ME | 2009 | nrg_110a | 0.5694
Primary production | 5546 | 5546-Biogasoline | KTOE | AT | 2009 | nrg_110a | 2.8596
Primary production | 5546 | 5546-Biogasoline | KTOE | FR | 2010 | nrg_110a | 19.9292
Primary production | 5546 | 5546-Biogasoline | KTOE | FI | 2009 | nrg_110a | 0.066989
Imports | 3283 | 3283-Bitumen | KTOE | IE | 2010 | nrg_102a | 12.5143
Imports | 3283 | 3283-Bitumen | KTOE | FR | 2013 | nrg_102a | 46.5279
Imports | 3234 | 3234-Gasoline (without bio components) | KTOE | AL | 2014 | nrg_110a | 7.8586
Primary production | 7100 | 7100-Industrial wastes | KTOE | PL | 2012 | nrg_110a | 13.2512
Imports | 3234 | 3234-Gasoline (without bio components) | KTOE | CZ | 2012 | nrg_102a | 20.0673
Imports | 3234 | 3234-Gasoline (without bio components) | KTOE | SE | 2014 | nrg_102a | 81.4919
Primary production | 7100 | 7100-Industrial wastes | KTOE | PT | 2010 | nrg_108a | 2.6293
Imports | 7100 | 7100-Industrial wastes | KTOE | CY | 2014 | nrg_108a | 0.0041868
Primary production | 7100 | 7100-Industrial wastes | KTOE | PT | 2010 | nrg_110a | 2.6293
Imports | 7100 | 7100-Industrial wastes | KTOE | PT | 2014 | nrg_110a | 1.0132
Imports | 3234 | 3234-Gasoline (without bio components) | KTOE | ME | 2009 | nrg_102a | 2.8973
Imports | 3234 | 3234-Gasoline (without bio components) | KTOE | MK | 2012 | nrg_110a | 4.7185
Imports | 3234 | 3234-Gasoline (without bio components) | KTOE | ME | 2009 | nrg_110a | 2.8973
Primary production | 7100 | 7100-Industrial wastes | KTOE | BE | 2011 | nrg_110a | 13.5066
Primary production | 7100 | 7100-Industrial wastes | KTOE | HU | 2011 | nrg_110a | 2.1855
Imports | 3234 | 3234-Gasoline (without bio components) | KTOE | LT | 2012 | nrg_102a | 0.9839
Imports | 3234 | 3234-Gasoline (without bio components) | KTOE | LV | 2012 | nrg_102a | 10.333
Primary production | 7100 | 7100-Industrial wastes | KTOE | DE | 2010 | nrg_108a | 65.8416
Primary production | 7100 | 7100-Industrial wastes | KTOE | EL | 2009 | nrg_108a | 0.16747
Imports | 7100 | 7100-Industrial wastes | KTOE | LV | 2014 | nrg_108a | 0.19678
Imports | 3234 | 3234-Gasoline (without bio components) | KTOE | HU | 2012 | nrg_110a | 8.114
Imports | 3234 | 3234-Gasoline (without bio components) | KTOE | LT | 2011 | nrg_110a | 1.1179
Imports | 3234 | 3234-Gasoline (without bio components) | KTOE | IT | 2012 | nrg_110a | 1.9343
Imports | 3234 | 3234-Gasoline (without bio components) | KTOE | NL | 2012 | nrg_110a | 524.3925
Imports | 3234 | 3234-Gasoline (without bio components) | KTOE | SK | 2013 | nrg_110a | 9.4496
Consumption in Coke Ovens | 7100 | 7100-Industrial wastes | KTOE | PL | 2011 | nrg_110a | 0.0083736
Primary production | 7100 | 7100-Industrial wastes | KTOE | BG | 2010 | nrg_110a | 0.35169
Primary production | 7100 | 7100-Industrial wastes | KTOE | CY | 2010 | nrg_110a | 0.29726
Primary production | 7100 | 7100-Industrial wastes | KTOE | IT | 2012 | nrg_110a | 13.628
Primary production | 7100 | 7100-Industrial wastes | KTOE | SI | 2009 | nrg_110a | 0.82899
Primary production | 7100 | 7100-Industrial wastes | KTOE | SE | 2011 | nrg_110a | 1.5826
Imports | 3234 | 3234-Gasoline (without bio components) | KTOE | BE | 2011 | nrg_102a | 59.3981
Imports | 3234 | 3234-Gasoline (without bio components) | KTOE | SK | 2012 | nrg_102a | 9.6213
Primary production | 7100 | 7100-Industrial wastes | KTOE | NO | 2012 | nrg_108a | 0.29308
Imports | 7100 | 7100-Industrial wastes | KTOE | SK | 2014 | nrg_108a | 0.046055
Imports | 3234 | 3234-Gasoline (without bio components) | KTOE | DK | 2012 | nrg_110a | 33.2013
Imports | 3234 | 3234-Gasoline (without bio components) | KTOE | SE | 2011 | nrg_110a | 66.7669
Primary production | 7100 | 7100-Industrial wastes | KTOE | LV | 2010 | nrg_110a | 0.10467
Primary production | 7100 | 7100-Industrial wastes | KTOE | TR | 2009 | nrg_110a | 1.0551
Primary production | 7100 | 7100-Industrial wastes | KTOE | TR | 2010 | nrg_108a | 1.4947
Imports | 3234 | 3234-Gasoline (without bio components) | KTOE | AT | 2014 | nrg_102a | 30.3962
Imports | 3234 | 3234-Gasoline (without bio components) | KTOE | PL | 2010 | nrg_102a | 18.6731
Imports | 3234 | 3234-Gasoline (without bio components) | KTOE | NO | 2014 | nrg_110a | 7.2892
Imports | 3234 | 3234-Gasoline (without bio components) | KTOE | PL | 2010 | nrg_110a | 18.6731
Imports | 3234 | 3234-Gasoline (without bio components) | KTOE | CY | 2012 | nrg_102a | 16.1234
Primary production | 7100 | 7100-Industrial wastes | KTOE | PL | 2013 | nrg_108a | 14.7627
Primary production | 7100 | 7100-Industrial wastes | KTOE | RO | 2014 | nrg_108a | 2.7382
Imports | 3234 | 3234-Gasoline (without bio components) | KTOE | BG | 2013 | nrg_110a | 10.0316
Imports | 3234 | 3234-Gasoline (without bio components) | KTOE | RS | 2012 | nrg_110a | 2.466
Primary production | 7100 | 7100-Industrial wastes | KTOE | RO | 2009 | nrg_110a | 0.88341
Imports | 3234 | 3234-Gasoline (without bio components) | KTOE | ES | 2009 | nrg_102a | 14.905
Imports | 3234 | 3234-Gasoline (without bio components) | KTOE | EL | 2009 | nrg_102a | 42.0271
Imports | 3234 | 3234-Gasoline (without bio components) | KTOE | MK | 2010 | nrg_102a | 1.4989
Primary production | 7100 | 7100-Industrial wastes | KTOE | BE | 2009 | nrg_108a | 13.5527
Primary production | 7100 | 7100-Industrial wastes | KTOE | AT | 2013 | nrg_108a | 18.0493
Primary production | 7100 | 7100-Industrial wastes | KTOE | HR | 2014 | nrg_108a | 0.42705
Imports | 3234 | 3234-Gasoline (without bio components) | KTOE | EL | 2014 | nrg_110a | 15.7591
Primary production | 7100 | 7100-Industrial wastes | KTOE | AT | 2009 | nrg_110a | 21.9765
Imports | 3234 | 3234-Gasoline (without bio components) | KTOE | HU | 2010 | nrg_102a | 10.4251
Imports | 3234 | 3234-Gasoline (without bio components) | KTOE | HU | 2011 | nrg_102a | 8.0847
Imports | 3234 | 3234-Gasoline (without bio components) | KTOE | IT | 2014 | nrg_102a | 16.9398
Imports | 3234 | 3234-Gasoline (without bio components) | KTOE | IS | 2011 | nrg_102a | 6.5105
Imports | 3234 | 3234-Gasoline (without bio components) | KTOE | IE | 2009 | nrg_102a | 46.641
Imports | 3234 | 3234-Gasoline (without bio components) | KTOE | NL | 2013 | nrg_102a | 425.8771
Imports | 3283 | 3283-Bitumen | KTOE | IT | 2014 | nrg_102a | 1.21
Primary production | 5546 | 5546-Biogasoline | KTOE | RO | 2014 | nrg_107a | 0.32238
Imports | 5546 | 5546-Biogasoline | KTOE | DE | 2013 | nrg_107a | 16.9314
Imports | 5546 | 5546-Biogasoline | KTOE | IE | 2013 | nrg_107a | 1.21
Imports | 5546 | 5546-Biogasoline | KTOE | LT | 2009 | nrg_107a | 0.09211
Imports | 5546 | 5546-Biogasoline | KTOE | NL | 2014 | nrg_107a | 4.9949
Imports | 3283 | 3283-Bitumen | KTOE | HU | 2010 | nrg_110a | 2.7549
Primary production | 5546 | 5546-Biogasoline | KTOE | BE | 2012 | nrg_110a | 6.5188
Primary production | 5546 | 5546-Biogasoline | KTOE | BG | 2013 | nrg_110a | 0.33494
Primary production | 5546 | 5546-Biogasoline | KTOE | DE | 2014 | nrg_110a | 18.8155
Primary production | 5546 | 5546-Biogasoline | KTOE | ES | 2009 | nrg_110a | 9.8264
Primary production | 5546 | 5546-Biogasoline | KTOE | HU | 2014 | nrg_110a | 7.7791
Imports | 5546 | 5546-Biogasoline | KTOE | CZ | 2009 | nrg_110a | 1.5324
Imports | 5546 | 5546-Biogasoline | KTOE | LV | 2011 | nrg_110a | 0.47311
Imports | 5546 | 5546-Biogasoline | KTOE | NL | 2012 | nrg_110a | 5.4805
Imports | 3283 | 3283-Bitumen | KTOE | AT | 2011 | nrg_102a | 12.1627
Imports | 3283 | 3283-Bitumen | KTOE | BE | 2010 | nrg_102a | 4.1742
Imports | 3283 | 3283-Bitumen | KTOE | SE | 2011 | nrg_102a | 5.38
Imports | 3283 | 3283-Bitumen | KTOE | SI | 2014 | nrg_102a | 3.3536
Imports | 5546 | 5546-Biogasoline | KTOE | DK | 2010 | nrg_107a | 1.1179
Imports | 5546 | 5546-Biogasoline | KTOE | SI | 2009 | nrg_107a | 0.10886
Imports | 5546 | 5546-Biogasoline | KTOE | UK | 2014 | nrg_107a | 11.9784
Imports | 3283 | 3283-Bitumen | KTOE | SK | 2011 | nrg_110a | 6.1713
Primary production | 5546 | 5546-Biogasoline | KTOE | IT | 2013 | nrg_110a | 2.1353
Imports | 5546 | 5546-Biogasoline | KTOE | BE | 2014 | nrg_110a | 0.17585
Imports | 5546 | 5546-Biogasoline | KTOE | UA | 2014 | nrg_110a | 1.0551
Primary production | 5546 | 5546-Biogasoline | KTOE | SK | 2012 | nrg_110a | 2.1729
Primary production | 5546 | 5546-Biogasoline | KTOE | TR | 2014 | nrg_110a | 1.4821
Primary production | 5546 | 5546-Biogasoline | KTOE | TR | 2011 | nrg_107a | 0.21353
Imports | 3283 | 3283-Bitumen | KTOE | PL | 2009 | nrg_110a | 10.3749
Imports | 5546 | 5546-Biogasoline | KTOE | PT | 2014 | nrg_107a | 0.083736
Imports | 5546 | 5546-Biogasoline | KTOE | RO | 2012 | nrg_107a | 1.1849
Imports | 3283 | 3283-Bitumen | KTOE | CY | 2011 | nrg_110a | 2.4116
Imports | 5546 | 5546-Biogasoline | KTOE | PL | 2013 | nrg_110a | 1.0969
Imports | 5546 | 5546-Biogasoline | KTOE | PT | 2014 | nrg_110a | 0.083736
Imports | 3283 | 3283-Bitumen | KTOE | MK | 2011 | nrg_102a | 2.8135
Imports | 5546 | 5546-Biogasoline | KTOE | ES | 2010 | nrg_107a | 2.3488
Imports | 3283 | 3283-Bitumen | KTOE | MK | 2009 | nrg_110a | 1.0844
Primary production | 5546 | 5546-Biogasoline | KTOE | LV | 2011 | nrg_110a | 0.054428
Imports | 5546 | 5546-Biogasoline | KTOE | ES | 2012 | nrg_110a | 3.3327
Imports | 3283 | 3283-Bitumen | KTOE | IS | 2011 | nrg_102a | 0.42705
Imports | 3283 | 3283-Bitumen | KTOE | HU | 2013 | nrg_102a | 1.1681
Imports | 3283 | 3283-Bitumen | KTOE | LV | 2014 | nrg_102a | 3.0145
Imports | 3283 | 3283-Bitumen | KTOE | MD | 2014 | nrg_102a | 1.5198
Imports | 3283 | 3283-Bitumen | KTOE | MT | 2009 | nrg_102a | 0.23446
Imports | 3283 | 3283-Bitumen | KTOE | TR | 2013 | nrg_102a | 0.041868
Primary production | 5546 | 5546-Biogasoline | KTOE | CZ | 2013 | nrg_107a | 2.8219
Primary production | 5546 | 5546-Biogasoline | KTOE | BE | 2009 | nrg_107a | 1.5994
Primary production | 5546 | 5546-Biogasoline | KTOE | DE | 2009 | nrg_107a | 15.5037
Primary production | 5546 | 5546-Biogasoline | KTOE | HU | 2009 | nrg_107a | 1.7333
Primary production | 5546 | 5546-Biogasoline | KTOE | UK | 2013 | nrg_107a | 11.1662
Imports | 5546 | 5546-Biogasoline | KTOE | CZ | 2012 | nrg_107a | 0.46892
Imports | 5546 | 5546-Biogasoline | KTOE | HU | 2013 | nrg_107a | 1.0718
Imports | 5546 | 5546-Biogasoline | KTOE | LV | 2014 | nrg_107a | 0.25958
Imports | 5546 | 5546-Biogasoline | KTOE | LU | 2013 | nrg_107a | 0.025121
Imports | 3283 | 3283-Bitumen | KTOE | DE | 2012 | nrg_110a | 8.428
Imports | 3283 | 3283-Bitumen | KTOE | HR | 2013 | nrg_110a | 3.5169
Imports | 3283 | 3283-Bitumen | KTOE | IS | 2010 | nrg_110a | 0.54428
Imports | 3283 | 3283-Bitumen | KTOE | NL | 2012 | nrg_110a | 16.3411
Primary production | 5546 | 5546-Biogasoline | KTOE | CZ | 2009 | nrg_110a | 2.42
Imports | 5546 | 5546-Biogasoline | KTOE | FR | 2009 | nrg_110a | 4.9614
Imports | 5546 | 5546-Biogasoline | KTOE | IT | 2013 | nrg_110a | 0.9839
Imports | 5546 | 5546-Biogasoline | KTOE | IE | 2009 | nrg_110a | 0.88341
Imports | 3283 | 3283-Bitumen | KTOE | UA | 2013 | nrg_102a | 6.4351
Imports | 5546 | 5546-Biogasoline | KTOE | AT | 2014 | nrg_107a | 1.6203
Imports | 5546 | 5546-Biogasoline | KTOE | FR | 2013 | nrg_107a | 2.1771
Imports | 3283 | 3283-Bitumen | KTOE | BG | 2011 | nrg_110a | 1.2435
Imports | 3283 | 3283-Bitumen | KTOE | FR | 2011 | nrg_110a | 40.5199
Imports | 3283 | 3283-Bitumen | KTOE | SI | 2012 | nrg_110a | 2.4953
Imports | 3283 | 3283-Bitumen | KTOE | XK | 2012 | nrg_110a | 1.4696
Imports | 3283 | 3283-Bitumen | KTOE | UK | 2009 | nrg_110a | 9.3198
Imports | 5546 | 5546-Biogasoline | KTOE | FI | 2009 | nrg_110a | 3.1401
Imports | 5546 | 5546-Biogasoline | KTOE | SI | 2013 | nrg_110a | 0.3182
Primary production | 7100 | 7100-Industrial wastes | KTOE | IE | 2012 | nrg_108a | 0.01256
Primary production | 7100 | 7100-Industrial wastes | KTOE | IT | 2010 | nrg_108a | 10.9987
Primary production | 7100 | 7100-Industrial wastes | KTOE | SE | 2009 | nrg_108a | 0.84573
Imports | 3234 | 3234-Gasoline (without bio components) | KTOE | IS | 2014 | nrg_110a | 5.9704
Imports | 3234 | 3234-Gasoline (without bio components) | KTOE | HR | 2011 | nrg_110a | 9.6296
Imports | 3234 | 3234-Gasoline (without bio components) | KTOE | MD | 2010 | nrg_110a | 8.3527
Imports | 3234 | 3234-Gasoline (without bio components) | KTOE | LU | 2011 | nrg_110a | 15.4116
Imports | 3234 | 3234-Gasoline (without bio components) | KTOE | LV | 2011 | nrg_110a | 11.2583
Imports | 3234 | 3234-Gasoline (without bio components) | KTOE | TR | 2012 | nrg_110a | 2.1813
Primary production | 7100 | 7100-Industrial wastes | KTOE | EL | 2009 | nrg_110a | 0.16747
Imports | 3234 | 3234-Gasoline (without bio components) | KTOE | FI | 2011 | nrg_102a | 1.2058
Imports | 3234 | 3234-Gasoline (without bio components) | KTOE | SI | 2013 | nrg_102a | 24.9952
Imports | 3234 | 3234-Gasoline (without bio components) | KTOE | XK | 2013 | nrg_102a | 2.8721
Imports | 3234 | 3234-Gasoline (without bio components) | KTOE | UK | 2011 | nrg_102a | 145.8346
Imports | 3234 | 3234-Gasoline (without bio components) | KTOE | AT | 2011 | nrg_110a | 29.7765
Imports | 3234 | 3234-Gasoline (without bio components) | KTOE | SI | 2009 | nrg_110a | 29.3369
Imports | 3234 | 3234-Gasoline (without bio components) | KTOE | XK | 2014 | nrg_110a | 2.4283
Primary production | 7100 | 7100-Industrial wastes | KTOE | LU | 2014 | nrg_110a | 0.64058
Primary production | 7100 | 7100-Industrial wastes | KTOE | NO | 2013 | nrg_110a | 0.11304
Imports | 3234 | 3234-Gasoline (without bio components) | KTOE | NO | 2011 | nrg_102a | 7.3646
Imports | 3234 | 3234-Gasoline (without bio components) | KTOE | PT | 2011 | nrg_102a | 8.4029
Imports | 3234 | 3234-Gasoline (without bio components) | KTOE | RS | 2012 | nrg_102a | 2.466
Primary production | 7100 | 7100-Industrial wastes | KTOE | PT | 2013 | nrg_108a | 1.9636
Imports | 7100 | 7100-Industrial wastes | KTOE | PT | 2012 | nrg_108a | 0.33076
Primary production | 7100 | 7100-Industrial wastes | KTOE | PT | 2013 | nrg_110a | 1.9636
Imports | 3234 | 3234-Gasoline (without bio components) | KTOE | ME | 2012 | nrg_102a | 2.1395
Imports | 3234 | 3234-Gasoline (without bio components) | KTOE | EE | 2011 | nrg_110a | 11.2206
Imports | 3234 | 3234-Gasoline (without bio components) | KTOE | ME | 2012 | nrg_110a | 2.1395
Primary production | 7100 | 7100-Industrial wastes | KTOE | BE | 2014 | nrg_110a | 13.5276
Primary production | 7100 | 7100-Industrial wastes | KTOE | FR | 2014 | nrg_110a | 3.0564
Primary production | 7100 | 7100-Industrial wastes | KTOE | HU | 2014 | nrg_110a | 2.1562
Imports | 3234 | 3234-Gasoline (without bio components) | KTOE | DE | 2010 | nrg_102a | 88.3038
Imports | 3234 | 3234-Gasoline (without bio components) | KTOE | HR | 2011 | nrg_102a | 9.6296
Imports | 3234 | 3234-Gasoline (without bio components) | KTOE | UA | 2009 | nrg_102a | 73.7002
Primary production | 7100 | 7100-Industrial wastes | KTOE | BG | 2009 | nrg_108a | 0.24283
Primary production | 7100 | 7100-Industrial wastes | KTOE | CY | 2009 | nrg_108a | 0.27633
Primary production | 7100 | 7100-Industrial wastes | KTOE | DE | 2013 | nrg_108a | 49.4377
Primary production | 7100 | 7100-Industrial wastes | KTOE | EL | 2012 | nrg_108a | 0.62383
Primary production | 7100 | 7100-Industrial wastes | KTOE | RS | 2009 | nrg_108a | 0.09211
Primary production | 7100 | 7100-Industrial wastes | KTOE | UK | 2009 | nrg_108a | 6.3974
Imports | 3234 | 3234-Gasoline (without bio components) | KTOE | DE | 2011 | nrg_110a | 82.0362
Imports | 3234 | 3234-Gasoline (without bio components) | KTOE | IE | 2011 | nrg_110a | 50.878
Imports | 3234 | 3234-Gasoline (without bio components) | KTOE | FR | 2011 | nrg_110a | 20.1594
Imports | 3234 | 3234-Gasoline (without bio components) | KTOE | LT | 2014 | nrg_110a | 0.9839
Primary production | 7100 | 7100-Industrial wastes | KTOE | BG | 2013 | nrg_110a | 0.32238
Primary production | 7100 | 7100-Industrial wastes | KTOE | DE | 2009 | nrg_110a | 62.8815
Primary production | 7100 | 7100-Industrial wastes | KTOE | FI | 2009 | nrg_110a | 1.8966
Primary production | 7100 | 7100-Industrial wastes | KTOE | SE | 2014 | nrg_110a | 1.3607
Primary production | 7100 | 7100-Industrial wastes | KTOE | SI | 2012 | nrg_110a | 1.3314
Primary production | 7100 | 7100-Industrial wastes | KTOE | RS | 2009 | nrg_110a | 0.09211
Primary production | 7100 | 7100-Industrial wastes | KTOE | UK | 2011 | nrg_110a | 13.314
Imports | 3234 | 3234-Gasoline (without bio components) | KTOE | BG | 2009 | nrg_102a | 10.4712
Imports | 3234 | 3234-Gasoline (without bio components) | KTOE | BE | 2014 | nrg_102a | 36.4335
Imports | 3234 | 3234-Gasoline (without bio components) | KTOE | DK | 2011 | nrg_102a | 31.4471
Imports | 3234 | 3234-Gasoline (without bio components) | KTOE | FR | 2009 | nrg_102a | 27.076
Imports | 3234 | 3234-Gasoline (without bio components) | KTOE | BE | 2009 | nrg_110a | 19.4937
Imports | 3234 | 3234-Gasoline (without bio components) | KTOE | SE | 2014 | nrg_110a | 81.4919
Primary production | 7100 | 7100-Industrial wastes | KTOE | LV | 2013 | nrg_110a | 0.083736
Primary production | 7100 | 7100-Industrial wastes | KTOE | SK | 2014 | nrg_110a | 5.0702
Imports | 3234 | 3234-Gasoline (without bio components) | KTOE | AT | 2011 | nrg_102a | 29.7765
Imports | 3234 | 3234-Gasoline (without bio components) | KTOE | NO | 2011 | nrg_110a | 7.3646
Imports | 3234 | 3234-Gasoline (without bio components) | KTOE | CY | 2009 | nrg_102a | 16.8351
Consumption in Pipeline transport | 4000 | 4000-Gas | KTOE | LT | 2013 | nrg_110a | 1.0718
Primary production | 4100 | 4100-Natural gas | KTOE | FR | 2013 | nrg_110a | 12.1124
Imports | 4100 | 4100-Natural gas | KTOE | ES | 2012 | nrg_110a | 1277.175
Imports | 4100 | 4100-Natural gas | KTOE | EL | 2010 | nrg_110a | 135.2629
Imports | 4100 | 4100-Natural gas | KTOE | MK | 2012 | nrg_110a | 4.7939
Imports | 4100 | 4100-Natural gas | KTOE | PT | 2013 | nrg_110a | 159.6385
Consumption in Oil and gas extraction | 4100 | 4100-Natural gas | KTOE | HR | 2013 | nrg_110a | 3.2783
Consumption in Oil and gas extraction | 4100 | 4100-Natural gas | KTOE | FR | 2013 | nrg_110a | 0.90016
Consumption in Pipeline transport | 4100 | 4100-Natural gas | KTOE | CZ | 2014 | nrg_110a | 1.5072
Primary production | 5100 | 5100-Nuclear heat | KTOE | FR | 2012 | nrg_110a | 4594.385
Primary production | 5100 | 5100-Nuclear heat | KTOE | HU | 2014 | nrg_110a | 169.4649
Primary production | 7200 | 7200-Waste (non-renewable) | KTOE | FR | 2011 | nrg_110a | 47.4783
Primary production | 4000 | 4000-Gas | KTOE | AL | 2013 | nrg_100a | 0.61127
Primary production | 4000 | 4000-Gas | KTOE | AT | 2012 | nrg_100a | 61.9479
Primary production | 4000 | 4000-Gas | KTOE | HR | 2011 | nrg_100a | 84.0291
Primary production | 7200 | 7200-Waste (non-renewable) | KTOE | HR | 2012 | nrg_100a | 0.33913
Transformation output from Coke Ovens | 4000 | 4000-Gas | KTOE | NL | 2012 | nrg_100a | 15.9224
Imports | 4000 | 4000-Gas | KTOE | ES | 2014 | nrg_100a | 1325.3357
Imports | 4000 | 4000-Gas | KTOE | MK | 2011 | nrg_100a | 4.618
Consumption in Oil and gas extraction | 4000 | 4000-Gas | KTOE | LT | 2010 | nrg_100a | 0.0041868
Consumption in Pipeline transport | 4000 | 4000-Gas | KTOE | FR | 2014 | nrg_100a | 0.058615
Consumption in Pipeline transport | 4000 | 4000-Gas | KTOE | FI | 2012 | nrg_100a | 0.3182
Imports | 2210 | 2210-Lignite/Brown Coal | KTOE | HR | 2010 | nrg_101a | 0.97971
Imports | 2210 | 2210-Lignite/Brown Coal | KTOE | NL | 2014 | nrg_101a | 0.82061
Primary production | 2210 | 2210-Lignite/Brown Coal | KTOE | BG | 2014 | nrg_101a | 213.778
Primary production | 2210 | 2210-Lignite/Brown Coal | KTOE | EL | 2010 | nrg_101a | 306.2812
Primary production | 2210 | 2210-Lignite/Brown Coal | KTOE | XK | 2013 | nrg_101a | 64.125
Primary production | 2210 | 2210-Lignite/Brown Coal | KTOE | UA | 2014 | nrg_101a | 1.2686
Imports | 2210 | 2210-Lignite/Brown Coal | KTOE | CZ | 2014 | nrg_101a | 15.4284
Transformation input in Gas Works | 2210 | 2210-Lignite/Brown Coal | KTOE | CZ | 2009 | nrg_101a | 19.0164
Consumption in Coal Mines | 2210 | 2210-Lignite/Brown Coal | KTOE | SK | 2012 | nrg_101a | 0.020934
Primary production | 3105 | 3105-Crude oil (without NGL) | KTOE | ES | 2010 | nrg_102a | 5.1707
Imports | 3105 | 3105-Crude oil (without NGL) | KTOE | HU | 2009 | nrg_102a | 219.9326
Imports | 3105 | 3105-Crude oil (without NGL) | KTOE | UA | 2013 | nrg_102a | 31.1163
Imports | 3270A | 3270A-Total fuel oil | KTOE | LV | 2014 | nrg_102a | 6.7198
Imports | 3270A | 3270A-Total fuel oil | KTOE | MD | 2012 | nrg_102a | 0.28052
Imports | 3270A | 3270A-Total fuel oil | KTOE | MT | 2014 | nrg_102a | 67.3196
Imports | 3270A | 3270A-Total fuel oil | KTOE | NL | 2010 | nrg_102a | 1214.4818
Imports | 3270A | 3270A-Total fuel oil | KTOE | CZ | 2013 | nrg_102a | 0.51916
Imports | 3270A | 3270A-Total fuel oil | KTOE | IS | 2014 | nrg_102a | 3.6006
Imports | 3270A | 3270A-Total fuel oil | KTOE | LT | 2013 | nrg_102a | 3.9188
Imports | 3270A | 3270A-Total fuel oil | KTOE | HU | 2014 | nrg_102a | 0.79968
Consumption in Oil and gas extraction | 4000 | 4000-Gas | KTOE | PL | 2010 | nrg_103a | 7.0631
Consumption in Oil and gas extraction | 4000 | 4000-Gas | KTOE | RS | 2009 | nrg_103a | 1.5491
Consumption in Oil and gas extraction | 4000 | 4000-Gas | KTOE | RO | 2011 | nrg_103a | 12.2715
Consumption in Coal Mines | 4000 | 4000-Gas | KTOE | SK | 2010 | nrg_103a | 0.0041868
Consumption in Coal Mines | 4000 | 4000-Gas | KTOE | UK | 2010 | nrg_103a | 0.84155
Consumption in Coke Ovens | 4000 | 4000-Gas | KTOE | SE | 2012 | nrg_103a | 4.1575
Consumption in Pipeline transport | 4000 | 4000-Gas | KTOE | AT | 2012 | nrg_103a | 7.105
Consumption in Pipeline transport | 4000 | 4000-Gas | KTOE | BE | 2012 | nrg_103a | 1.8966
Primary production | 4100 | 4100-Natural gas | KTOE | CZ | 2009 | nrg_103a | 7.6074
Primary production | 4100 | 4100-Natural gas | KTOE | EL | 2010 | nrg_103a | 0.3182
Primary production | 4100 | 4100-Natural gas | KTOE | ES | 2014 | nrg_103a | 0.87085
Primary production | 4100 | 4100-Natural gas | KTOE | UA | 2014 | nrg_103a | 629.1169
Imports | 4100 | 4100-Natural gas | KTOE | CZ | 2014 | nrg_103a | 249.2235
Imports | 4100 | 4100-Natural gas | KTOE | HR | 2010 | nrg_103a | 36.3665
Imports | 4100 | 4100-Natural gas | KTOE | IT | 2011 | nrg_103a | 2412.9533
Imports | 4100 | 4100-Natural gas | KTOE | MD | 2009 | nrg_103a | 90.7991
Transformation input in Coke Ovens | 4100 | 4100-Natural gas | KTOE | UK | 2013 | nrg_103a | 0.19678
Consumption in Oil and gas extraction | 4100 | 4100-Natural gas | KTOE | PL | 2012 | nrg_103a | 8.1182
Consumption in Oil and gas extraction | 4100 | 4100-Natural gas | KTOE | UK | 2009 | nrg_103a | 197.998
Consumption in Pipeline transport | 4100 | 4100-Natural gas | KTOE | AT | 2014 | nrg_103a | 9.0812
Primary production | 4000 | 4000-Gas | KTOE | CZ | 2013 | nrg_103a | 8.6206
Primary production | 4000 | 4000-Gas | KTOE | DK | 2011 | nrg_103a | 246.9626
Primary production | 4000 | 4000-Gas | KTOE | DE | 2009 | nrg_103a | 544.9664
Primary production | 4000 | 4000-Gas | KTOE | HU | 2014 | nrg_103a | 60.1769
Consumption in Coke Ovens | 0 | 0000-All products | KTOE | HU | 2012 | nrg_100a | 3.2322
Consumption in Coke Ovens | 0 | 0000-All products | KTOE | SE | 2010 | nrg_100a | 4.2203
Consumption in Coal Mines | 6000 | 6000-Electrical energy | KTOE | RO | 2009 | nrg_110a | 3.9188
Transformation output from Coke Ovens | 0 | 0000-All products | KTOE | FI | 2011 | nrg_100a | 32.745
Transformation output from Coke Ovens | 0 | 0000-All products | KTOE | IT | 2013 | nrg_100a | 86.3737
Transformation output from Coke Ovens | 0 | 0000-All products | KTOE | SE | 2014 | nrg_100a | 39.1591
Consumption in Coal Mines | 0 | 0000-All products | KTOE | HU | 2012 | nrg_100a | 1.4528
Consumption in Coal Mines | 0 | 0000-All products | KTOE | PL | 2013 | nrg_100a | 29.6342
Consumption in Coke Ovens | 0 | 0000-All products | KTOE | DE | 2013 | nrg_100a | 23.9904
Consumption in BKB / PB Plants | 0 | 0000-All products | KTOE | RS | 2014 | nrg_100a | 0.78293
Consumption in Pipeline transport | 0 | 0000-All products | KTOE | DE | 2010 | nrg_100a | 15.173
Consumption in Pipeline transport | 0 | 0000-All products | KTOE | PL | 2014 | nrg_100a | 16.2238
Imports | 6000 | 6000-Electrical energy | KTOE | DE | 2012 | nrg_100a | 166.5635
Imports | 6000 | 6000-Electrical energy | KTOE | LT | 2009 | nrg_100a | 17.2203
Imports | 6000 | 6000-Electrical energy | KTOE | MD | 2012 | nrg_100a | 3.0438
Consumption in Gas Works | 6000 | 6000-Electrical energy | KTOE | PL | 2011 | nrg_100a | 0.21353
Consumption in Oil and gas extraction | 6000 | 6000-Electrical energy | KTOE | LT | 2012 | nrg_100a | 0.075362
Consumption in Oil and gas extraction | 6000 | 6000-Electrical energy | KTOE | NO | 2012 | nrg_100a | 23.2284
Consumption in Oil and gas extraction | 6000 | 6000-Electrical energy | KTOE | RS | 2014 | nrg_100a | 0.29726
Consumption in Oil and gas extraction | 6000 | 6000-Electrical energy | KTOE | UK | 2009 | nrg_100a | 2.1395
Consumption in Coal Mines | 6000 | 6000-Electrical energy | KTOE | RS | 2010 | nrg_100a | 0.64477
Consumption in Coal Mines | 6000 | 6000-Electrical energy | KTOE | SK | 2010 | nrg_100a | 0.33494
Consumption in Coke Ovens | 6000 | 6000-Electrical energy | KTOE | AT | 2014 | nrg_100a | 0.10886
Consumption in Coke Ovens | 6000 | 6000-Electrical energy | KTOE | BE | 2012 | nrg_100a | 0.13398
Consumption in Coke Ovens | 6000 | 6000-Electrical energy | KTOE | HU | 2012 | nrg_100a | 0.21771
Consumption in Coke Ovens | 6000 | 6000-Electrical energy | KTOE | NL | 2010 | nrg_100a | 0.29726
Consumption in BKB / PB Plants | 6000 | 6000-Electrical energy | KTOE | CZ | 2010 | nrg_100a | 0.037681
Consumption in BKB / PB Plants | 6000 | 6000-Electrical energy | KTOE | BG | 2010 | nrg_100a | 0.12142
Consumption in Pipeline transport | 6000 | 6000-Electrical energy | KTOE | AT | 2012 | nrg_100a | 0.51916
Transformation input in Coke Ovens | 0 | 0000-All products | KTOE | FI | 2012 | nrg_100a | 36.0693
Transformation input in Coke Ovens | 0 | 0000-All products | KTOE | NL | 2013 | nrg_100a | 80.4494
Transformation input in Coke Ovens | 0 | 0000-All products | KTOE | PL | 2013 | nrg_100a | 373.0439
Transformation input in Coke Ovens | 0 | 0000-All products | KTOE | UK | 2011 | nrg_100a | 160.5763
Primary production | 0 | 0000-All products | KTOE | CZ | 2013 | nrg_100a | 1253.8838
Primary production | 0 | 0000-All products | KTOE | DE | 2009 | nrg_100a | 5300.158
Primary production | 0 | 0000-All products | KTOE | ES | 2010 | nrg_100a | 1434.5568
Primary production | 0 | 0000-All products | KTOE | IS | 2013 | nrg_100a | 220.7155
Primary production | 0 | 0000-All products | KTOE | RS | 2010 | nrg_100a | 440.5728
Primary production | 0 | 0000-All products | KTOE | SE | 2012 | nrg_100a | 1495.8432
Primary production | 0 | 0000-All products | KTOE | XK | 2013 | nrg_100a | 75.0442
Imports | 0 | 0000-All products | KTOE | DK | 2010 | nrg_100a | 585.8212
Imports | 0 | 0000-All products | KTOE | HU | 2009 | nrg_100a | 742.1731
Imports | 0 | 0000-All products | KTOE | LU | 2014 | nrg_100a | 178.433
Imports | 0 | 0000-All products | KTOE | LT | 2010 | nrg_100a | 573.0222
Imports | 0 | 0000-All products | KTOE | NL | 2012 | nrg_100a | 7803.2239
Imports | 0 | 0000-All products | KTOE | TR | 2013 | nrg_100a | 4044.2227
Imports | 2112 | 2112-Patent Fuels | KTOE | DE | 2014 | nrg_101a | 3.0187
Consumption in Coke Ovens | 4220 | 4220-Blast Furnace Gas | KTOE | CZ | 2009 | nrg_103a | 2.1185
Consumption in Coke Ovens | 4220 | 4220-Blast Furnace Gas | KTOE | IT | 2012 | nrg_103a | 0.033494
Imports | 6000 | 6000-Electrical energy | KTOE | HU | 2011 | nrg_105a | 52.7914
Imports | 6000 | 6000-Electrical energy | KTOE | HR | 2010 | nrg_105a | 44.6941
Imports | 6000 | 6000-Electrical energy | KTOE | LV | 2012 | nrg_105a | 17.7646
Imports | 6000 | 6000-Electrical energy | KTOE | IT | 2013 | nrg_105a | 159.6176
Imports | 6000 | 6000-Electrical energy | KTOE | LU | 2014 | nrg_105a | 25.058
Imports | 6000 | 6000-Electrical energy | KTOE | NL | 2009 | nrg_105a | 55.6258
Imports | 6000 | 6000-Electrical energy | KTOE | MD | 2012 | nrg_105a | 3.0438
Consumption in Oil and gas extraction | 6000 | 6000-Electrical energy | KTOE | NL | 2014 | nrg_105a | 9.3701
Consumption in Coal Mines | 6000 | 6000-Electrical energy | KTOE | IT | 2011 | nrg_105a | 0.15072
Consumption in Coke Ovens | 6000 | 6000-Electrical energy | KTOE | CZ | 2014 | nrg_105a | 0.42705
Consumption in Coke Ovens | 6000 | 6000-Electrical energy | KTOE | PL | 2014 | nrg_105a | 2.8387
Consumption in BKB / PB Plants | 6000 | 6000-Electrical energy | KTOE | BG | 2012 | nrg_105a | 0.10467
Consumption in Pipeline transport | 6000 | 6000-Electrical energy | KTOE | BG | 2014 | nrg_105a | 0.096296
Consumption in Pipeline transport | 3000 | 3000-Total petroleum products | KTOE | PL | 2011 | nrg_102a | 0.041868
Consumption in Coal Mines | 2000 | 2000-Solid fuels | KTOE | EE | 2009 | nrg_110a | 0.26796
Primary production | 2000 | 2000-Solid fuels | KTOE | UA | 2011 | nrg_110a | 1536.7147
Primary production | 2000 | 2000-Solid fuels | KTOE | XK | 2009 | nrg_110a | 67.0265
Transformation input in Patent Fuel Plants | 2000 | 2000-Solid fuels | KTOE | HU | 2009 | nrg_110a | 0.19259
Transformation input in BKB / PB Plants | 2000 | 2000-Solid fuels | KTOE | DE | 2014 | nrg_110a | 151.3486
Transformation input in BKB / PB Plants | 2000 | 2000-Solid fuels | KTOE | IE | 2014 | nrg_110a | 4.5636
Transformation input in Coke Ovens | 2000 | 2000-Solid fuels | KTOE | BE | 2012 | nrg_110a | 72.3353
Transformation input in Coke Ovens | 2000 | 2000-Solid fuels | KTOE | HU | 2014 | nrg_110a | 38.2297
Transformation output from Patent Fuel Plants | 2000 | 2000-Solid fuels | KTOE | UK | 2010 | nrg_110a | 9.3156
Transformation output from Coke Ovens | 2000 | 2000-Solid fuels | KTOE | FR | 2012 | nrg_110a | 95.0362
Consumption in BKB / PB Plants | 2000 | 2000-Solid fuels | KTOE | IE | 2013 | nrg_110a | 0.61546
Primary production | 3000 | 3000-Total petroleum products | KTOE | HR | 2009 | nrg_110a | 34.7253
Primary production | 3000 | 3000-Total petroleum products | KTOE | UK | 2012 | nrg_110a | 1924.0732
Transformation input in Patent Fuel Plants | 3000 | 3000-Total petroleum products | KTOE | UK | 2012 | nrg_110a | 2.8177
Primary production | 3000 | 3000-Total petroleum products | KTOE | AT | 2013 | nrg_100a | 36.4168
Primary production | 3000 | 3000-Total petroleum products | KTOE | HR | 2011 | nrg_100a | 29.5546
Primary production | 3000 | 3000-Total petroleum products | KTOE | FR | 2010 | nrg_100a | 49.7141
Primary production | 3000 | 3000-Total petroleum products | KTOE | UA | 2011 | nrg_100a | 141.8572
Primary production | 2000 | 2000-Solid fuels | KTOE | AL | 2010 | nrg_100a | 0.10048
Transformation input in Coke Ovens | 2000 | 2000-Solid fuels | KTOE | HU | 2014 | nrg_100a | 38.2297
Transformation input in Coke Ovens | 2000 | 2000-Solid fuels | KTOE | RO | 2009 | nrg_100a | 13.6406
Consumption in BKB / PB Plants | 2000 | 2000-Solid fuels | KTOE | IE | 2011 | nrg_100a | 0.48567
Transformation output from Patent Fuel Plants | 2000 | 2000-Solid fuels | KTOE | UK | 2012 | nrg_100a | 7.5614
Transformation input in Coke Ovens | 3000 | 3000-Total petroleum products | KTOE | HU | 2009 | nrg_100a | 0.49404
Transformation input in Coke Ovens | 3000 | 3000-Total petroleum products | KTOE | SE | 2009 | nrg_100a | 0.3182
Imports | 3000 | 3000-Total petroleum products | KTOE | EL | 2014 | nrg_100a | 1238.2838
Imports | 3000 | 3000-Total petroleum products | KTOE | ME | 2013 | nrg_100a | 12.0203
Consumption in Coal Mines | 3000 | 3000-Total petroleum products | KTOE | EE | 2010 | nrg_100a | 0.67407
Consumption in Coal Mines | 3000 | 3000-Total petroleum products | KTOE | RO | 2011 | nrg_100a | 0.25539
Transformation output from Coke Ovens | 2000 | 2000-Solid fuels | KTOE | PL | 2011 | nrg_101a | 282.5127
Transformation output from Coke Ovens | 2000 | 2000-Solid fuels | KTOE | RO | 2009 | nrg_101a | 9.7176
Transformation output from Coke Ovens | 2000 | 2000-Solid fuels | KTOE | SE | 2009 | nrg_101a | 28.1311
Transformation output from Coke Ovens | 2000 | 2000-Solid fuels | KTOE | TR | 2010 | nrg_101a | 121.8108
Transformation output from BKB / PB Plants | 2000 | 2000-Solid fuels | KTOE | RS | 2010 | nrg_101a | 11.1411
Transformation output from BKB / PB Plants | 2000 | 2000-Solid fuels | KTOE | UA | 2012 | nrg_101a | 4.1994
Transformation input in Coke Ovens | 2000 | 2000-Solid fuels | KTOE | FR | 2009 | nrg_101a | 132.7676
Transformation input in Gas Works | 2000 | 2000-Solid fuels | KTOE | UA | 2009 | nrg_101a | 1.3398
Primary production | 2000 | 2000-Solid fuels | KTOE | EL | 2011 | nrg_101a | 314.2152
Primary production | 2000 | 2000-Solid fuels | KTOE | RO | 2010 | nrg_101a | 247.1677
Primary production | 2000 | 2000-Solid fuels | KTOE | SE | 2013 | nrg_101a | 7.8
Imports | 2000 | 2000-Solid fuels | KTOE | DE | 2009 | nrg_101a | 1105.1394
Imports | 2000 | 2000-Solid fuels | KTOE | HU | 2013 | nrg_101a | 43.3627
Imports | 2000 | 2000-Solid fuels | KTOE | LT | 2009 | nrg_101a | 6.2132
Imports | 2000 | 2000-Solid fuels | KTOE | IE | 2010 | nrg_101a | 40.3524
Imports | 2000 | 2000-Solid fuels | KTOE | NO | 2013 | nrg_101a | 29.9817
Primary production | 3000 | 3000-Total petroleum products | KTOE | HU | 2013 | nrg_102a | 34.2062
Primary production | 3000 | 3000-Total petroleum products | KTOE | RO | 2010 | nrg_102a | 189.1471
Primary production | 3000 | 3000-Total petroleum products | KTOE | RS | 2013 | nrg_102a | 51.5311
Imports | 3000 | 3000-Total petroleum products | KTOE | FR | 2014 | nrg_102a | 4063.2601
Imports | 3000 | 3000-Total petroleum products | KTOE | HR | 2010 | nrg_102a | 206.7191
Imports | 3000 | 3000-Total petroleum products | KTOE | IE | 2014 | nrg_102a | 329.2793
Imports | 3000 | 3000-Total petroleum products | KTOE | MD | 2013 | nrg_102a | 34.2899
Imports | 3000 | 3000-Total petroleum products | KTOE | SK | 2011 | nrg_102a | 300.2354
Imports | 3000 | 3000-Total petroleum products | KTOE | TR | 2012 | nrg_102a | 1726.5819
Primary production | 2000 | 2000-Solid fuels | KTOE | SI | 2014 | nrg_100a | 34.2522
Primary production | 3000 | 3000-Total petroleum products | KTOE | SK | 2013 | nrg_100a | 0.52335
Primary production | 2000 | 2000-Solid fuels | KTOE | SK | 2010 | nrg_101a | 25.6818
Primary production | 2000 | 2000-Solid fuels | KTOE | TR | 2009 | nrg_100a | 728.6079
Primary production | 3000 | 3000-Total petroleum products | KTOE | TR | 2010 | nrg_102a | 106.374
Transformation input in BKB / PB Plants | 2000 | 2000-Solid fuels | KTOE | EE | 2014 | nrg_101a | 1.0174
Primary production | 5520 | 5520-Wind power | KTOE | CY | 2011 | nrg_107a | 0.41031
Primary production | 5520 | 5520-Wind power | KTOE | CZ | 2012 | nrg_107a | 1.4989
Primary production | 5520 | 5520-Wind power | KTOE | DE | 2013 | nrg_107a | 186.1493
Primary production | 5520 | 5520-Wind power | KTOE | ES | 2010 | nrg_107a | 159.3747
Primary production | 5520 | 5520-Wind power | KTOE | FI | 2013 | nrg_107a | 2.7884
Primary production | 5520 | 5520-Wind power | KTOE | SE | 2012 | nrg_107a | 25.7949
Transformation input in Coke Ovens | 0 | 0000-All products | KTOE | IT | 2010 | nrg_110a | 152.3493
Transformation input in Coke Ovens | 0 | 0000-All products | KTOE | SK | 2012 | nrg_110a | 59.0883
Transformation output from Patent Fuel Plants | 0 | 0000-All products | KTOE | HU | 2009 | nrg_110a | 0.26377
Consumption in Oil and gas extraction | 0 | 0000-All products | KTOE | RO | 2009 | nrg_110a | 19.0164
Consumption in Oil and gas extraction | 0 | 0000-All products | KTOE | UA | 2012 | nrg_110a | 27.5491
Consumption in Coal Mines | 0 | 0000-All products | KTOE | IT | 2012 | nrg_110a | 0.25121
Consumption in Coal Mines | 0 | 0000-All products | KTOE | RS | 2012 | nrg_110a | 1.4905
Consumption in Coal Mines | 0 | 0000-All products | KTOE | SK | 2010 | nrg_110a | 0.52754
Consumption in Coal Mines | 0 | 0000-All products | KTOE | TR | 2014 | nrg_110a | 2.4367
Consumption in Coke Ovens | 0 | 0000-All products | KTOE | BE | 2012 | nrg_110a | 5.8825
Consumption in Coke Ovens | 0 | 0000-All products | KTOE | IT | 2014 | nrg_110a | 1.3984
Primary production | 0 | 0000-All products | KTOE | ES | 2014 | nrg_110a | 1462.9433
Primary production | 0 | 0000-All products | KTOE | IS | 2009 | nrg_110a | 198.0859
Primary production | 0 | 0000-All products | KTOE | SE | 2010 | nrg_110a | 1367.6978
Primary production | 0 | 0000-All products | KTOE | UK | 2013 | nrg_110a | 4615.1013
Primary production | 0 | 0000-All products | KTOE | XK | 2012 | nrg_110a | 73.2271
Imports | 0 | 0000-All products | KTOE | DE | 2010 | nrg_110a | 10242.1395
Imports | 0 | 0000-All products | KTOE | IT | 2009 | nrg_110a | 7117.5558
Imports | 0 | 0000-All products | KTOE | IS | 2009 | nrg_110a | 49.8062
Imports | 0 | 0000-All products | KTOE | LU | 2012 | nrg_110a | 192.0527
Imports | 0 | 0000-All products | KTOE | SK | 2013 | nrg_110a | 641.6187
Consumption in BKB / PB Plants | 0 | 0000-All products | KTOE | DE | 2012 | nrg_110a | 33.4525
Transformation input in Gas Works | 0 | 0000-All products | KTOE | CZ | 2011 | nrg_110a | 20.105
Transformation input in Gas Works | 0 | 0000-All products | KTOE | ES | 2011 | nrg_110a | 2.2776
Transformation input in Gas Works | 0 | 0000-All products | KTOE | UA | 2014 | nrg_110a | 1.2812
Consumption in Pipeline transport | 0 | 0000-All products | KTOE | BE | 2014 | nrg_110a | 2.0013
Imports | 2112 | 2112-Patent Fuels | KTOE | DE | 2010 | nrg_110a | 10.1069
Consumption in Oil and gas extraction | 3214 | 3214-Refinery gas | KTOE | RO | 2009 | nrg_110a | 1.2979
Consumption in Coke Ovens | 4220 | 4220-Blast Furnace Gas | KTOE | AT | 2010 | nrg_110a | 4.3836
Consumption in Coke Ovens | 4220 | 4220-Blast Furnace Gas | KTOE | NL | 2010 | nrg_110a | 0.9839
Primary production | 5520 | 5520-Wind power | KTOE | BG | 2011 | nrg_110a | 3.0982
Primary production | 5520 | 5520-Wind power | KTOE | DE | 2011 | nrg_110a | 175.9796
Primary production | 5520 | 5520-Wind power | KTOE | EE | 2012 | nrg_110a | 1.5617
Primary production | 5520 | 5520-Wind power | KTOE | DK | 2011 | nrg_110a | 35.1859
Primary production | 5520 | 5520-Wind power | KTOE | HU | 2014 | nrg_110a | 2.3655
Consumption in Coke Ovens | 6000 | 6000-Electrical energy | KTOE | PL | 2009 | nrg_110a | 2.353
Consumption in Coke Ovens | 6000 | 6000-Electrical energy | KTOE | NL | 2010 | nrg_110a | 0.29726
Consumption in BKB / PB Plants | 6000 | 6000-Electrical energy | KTOE | CZ | 2010 | nrg_110a | 0.037681
Consumption in BKB / PB Plants | 6000 | 6000-Electrical energy | KTOE | DE | 2010 | nrg_110a | 17.5804
Consumption in Gas Works | 6000 | 6000-Electrical energy | KTOE | PL | 2013 | nrg_110a | 0.23446
Imports | 6000 | 6000-Electrical energy | KTOE | LV | 2012 | nrg_110a | 17.7646
Transformation output from Coke Ovens | 0 | 0000-All products | KTOE | IT | 2010 | nrg_100a | 131.6162
Transformation output from Coke Ovens | 0 | 0000-All products | KTOE | PL | 2013 | nrg_100a | 350.4561
Transformation output from Coke Ovens | 0 | 0000-All products | KTOE | SE | 2011 | nrg_100a | 43.2957
Transformation output from Coke Ovens | 0 | 0000-All products | KTOE | TR | 2012 | nrg_100a | 142.2926
Consumption in Coal Mines | 0 | 0000-All products | KTOE | HU | 2009 | nrg_100a | 1.5072
Consumption in Coal Mines | 0 | 0000-All products | KTOE | PL | 2010 | nrg_100a | 31.6773
Consumption in Coke Ovens | 0 | 0000-All products | KTOE | CZ | 2012 | nrg_100a | 11.2667
Consumption in Coke Ovens | 0 | 0000-All products | KTOE | DE | 2010 | nrg_100a | 24.857
Consumption in Coke Ovens | 0 | 0000-All products | KTOE | FR | 2014 | nrg_100a | 14.0425
Consumption in BKB / PB Plants | 0 | 0000-All products | KTOE | RS | 2011 | nrg_100a | 0.91272
Consumption in Pipeline transport | 0 | 0000-All products | KTOE | CZ | 2013 | nrg_100a | 1.8589
Consumption in Pipeline transport | 0 | 0000-All products | KTOE | HU | 2012 | nrg_100a | 2.3739
Consumption in Pipeline transport | 0 | 0000-All products | KTOE | MD | 2012 | nrg_100a | 0.058615
Consumption in Pipeline transport | 0 | 0000-All products | KTOE | PL | 2011 | nrg_100a | 10.5507
Imports | 6000 | 6000-Electrical energy | KTOE | DE | 2009 | nrg_100a | 150.6913
Imports | 6000 | 6000-Electrical energy | KTOE | NL | 2013 | nrg_100a | 119.709
Imports | 2000 | 2000-Solid fuels | KTOE | AL | 2011 | nrg_101a | 5.7694
Primary production | 3000 | 3000-Total petroleum products | KTOE | NO | 2009 | nrg_102a | 4646.9586
Imports | 3000 | 3000-Total petroleum products | KTOE | NO | 2014 | nrg_102a | 229.1896
Consumption in Oil and gas extraction | 3000 | 3000-Total petroleum products | KTOE | UA | 2014 | nrg_102a | 1.0132
Imports | 2000 | 2000-Solid fuels | KTOE | NO | 2010 | nrg_110a | 31.5894
Transformation input in BKB / PB Plants | 2000 | 2000-Solid fuels | KTOE | RS | 2012 | nrg_110a | 17.773
Transformation input in Coke Ovens | 2000 | 2000-Solid fuels | KTOE | EE | 2014 | nrg_110a | 1.1346
Consumption in Oil and gas extraction | 3000 | 3000-Total petroleum products | KTOE | UA | 2011 | nrg_110a | 1.7417
Imports | 3000 | 3000-Total petroleum products | KTOE | AL | 2009 | nrg_100a | 45.5147
Transformation input in Coke Ovens | 2000 | 2000-Solid fuels | KTOE | DE | 2012 | nrg_101a | 306.6412
Imports | 2000 | 2000-Solid fuels | KTOE | CY | 2013 | nrg_101a | 0.0041868
Imports | 3000 | 3000-Total petroleum products | KTOE | RO | 2011 | nrg_102a | 343.3009
Transformation input in Coke Ovens | 3000 | 3000-Total petroleum products | KTOE | DE | 2012 | nrg_102a | 31.3131
Consumption in Pipeline transport | 3000 | 3000-Total petroleum products | KTOE | UA | 2011 | nrg_102a | 0.29726
Imports | 2000 | 2000-Solid fuels | KTOE | CY | 2009 | nrg_110a | 0.75362
Imports | 3000 | 3000-Total petroleum products | KTOE | BG | 2009 | nrg_110a | 324.1044
Imports | 3000 | 3000-Total petroleum products | KTOE | RS | 2014 | nrg_110a | 111.9634
Imports | 3000 | 3000-Total petroleum products | KTOE | RO | 2011 | nrg_110a | 343.3009
Imports | 3000 | 3000-Total petroleum products | KTOE | RS | 2011 | nrg_100a | 128.6436
Imports | 3000 | 3000-Total petroleum products | KTOE | PT | 2009 | nrg_100a | 643.373
Consumption in Gas Works | 3000 | 3000-Total petroleum products | KTOE | UA | 2014 | nrg_100a | 0.5401
Transformation output from Coke Ovens | 2000 | 2000-Solid fuels | KTOE | FR | 2011 | nrg_101a | 87.5083
Transformation input in Coke Ovens | 2000 | 2000-Solid fuels | KTOE | HU | 2011 | nrg_101a | 44.6564
Transformation input in Coke Ovens | 2000 | 2000-Solid fuels | KTOE | SE | 2014 | nrg_101a | 43.7102
Transformation input in Gas Works | 2000 | 2000-Solid fuels | KTOE | EE | 2012 | nrg_101a | 11.3839
Transformation input in Patent Fuel Plants | 2000 | 2000-Solid fuels | KTOE | UA | 2013 | nrg_101a | 0.72432
Transformation input in BKB / PB Plants | 2000 | 2000-Solid fuels | KTOE | DE | 2013 | nrg_101a | 145.4787
Transformation input in BKB / PB Plants | 2000 | 2000-Solid fuels | KTOE | FI | 2012 | nrg_101a | 0.48148
Imports | 2000 | 2000-Solid fuels | KTOE | EL | 2014 | nrg_101a | 8.3443
Imports | 2000 | 2000-Solid fuels | KTOE | EE | 2014 | nrg_101a | 2.2274
Consumption in Coal Mines | 2000 | 2000-Solid fuels | KTOE | HU | 2012 | nrg_101a | 0.075362
Primary production | 3000 | 3000-Total petroleum products | KTOE | FR | 2013 | nrg_102a | 45.9376
Primary production | 3000 | 3000-Total petroleum products | KTOE | HR | 2013 | nrg_102a | 25.5227
Imports | 3000 | 3000-Total petroleum products | KTOE | EE | 2012 | nrg_102a | 94.45
Imports | 3000 | 3000-Total petroleum products | KTOE | ME | 2012 | nrg_102a | 12.2966
Transformation input in Gas Works | 3000 | 3000-Total petroleum products | KTOE | PL | 2012 | nrg_102a | 0.09211
Consumption in Coal Mines | 3000 | 3000-Total petroleum products | KTOE | RO | 2014 | nrg_102a | 0.041868
Primary production | 2000 | 2000-Solid fuels | KTOE | FI | 2009 | nrg_110a | 91.8375
Imports | 2000 | 2000-Solid fuels | KTOE | EL | 2013 | nrg_110a | 9.7636
Transformation input in Patent Fuel Plants | 2000 | 2000-Solid fuels | KTOE | UK | 2011 | nrg_110a | 6.5775
Transformation input in Coke Ovens | 2000 | 2000-Solid fuels | KTOE | AT | 2013 | nrg_110a | 52.3099
Transformation input in Coke Ovens | 2000 | 2000-Solid fuels | KTOE | SE | 2014 | nrg_110a | 43.7102
Transformation output from BKB / PB Plants | 2000 | 2000-Solid fuels | KTOE | RS | 2013 | nrg_110a | 10.3205
Transformation output from Coke Ovens | 2000 | 2000-Solid fuels | KTOE | ES | 2009 | nrg_110a | 57.1624
Transformation output from Coke Ovens | 2000 | 2000-Solid fuels | KTOE | NL | 2014 | nrg_110a | 60.784
Transformation output from Coke Ovens | 2000 | 2000-Solid fuels | KTOE | PL | 2010 | nrg_110a | 297.0283
Transformation output from Coke Ovens | 2000 | 2000-Solid fuels | KTOE | TR | 2009 | nrg_110a | 97.9544
Imports | 3000 | 3000-Total petroleum products | KTOE | ME | 2010 | nrg_110a | 13.381
Primary production | 3000 | 3000-Total petroleum products | KTOE | AL | 2010 | nrg_110a | 31.0074
Primary production | 3000 | 3000-Total petroleum products | KTOE | AT | 2012 | nrg_110a | 38.2464
Primary production | 3000 | 3000-Total petroleum products | KTOE | FI | 2012 | nrg_110a | 2.9768
Consumption in Oil and gas extraction | 3000 | 3000-Total petroleum products | KTOE | HU | 2011 | nrg_110a | 0.51498
Consumption in Coal Mines | 3000 | 3000-Total petroleum products | KTOE | MK | 2011 | nrg_110a | 0.087923
Consumption in Coal Mines | 3000 | 3000-Total petroleum products | KTOE | RO | 2013 | nrg_110a | 0.041868
Consumption in Pipeline transport | 3000 | 3000-Total petroleum products | KTOE | PL | 2010 | nrg_110a | 0.041868
Transformation output from Coke Ovens | 2000 | 2000-Solid fuels | KTOE | FI | 2013 | nrg_100a | 26.1926
Transformation output from Coke Ovens | 2000 | 2000-Solid fuels | KTOE | FR | 2009 | nrg_100a | 94.4291
Primary production | 3000 | 3000-Total petroleum products | KTOE | AL | 2012 | nrg_100a | 42.8896
Primary production | 2000 | 2000-Solid fuels | KTOE | AT | 2012 | nrg_100a | 0.0083736
Primary production | 2000 | 2000-Solid fuels | KTOE | MK | 2010 | nrg_100a | 49.9988
Primary production | 4000 | 4000-Gas | KTOE | RS | 2009 | nrg_103a | 8.763
Imports | 4000 | 4000-Gas | KTOE | CZ | 2012 | nrg_103a | 255.7088
Imports | 4000 | 4000-Gas | KTOE | IE | 2013 | nrg_103a | 155.3345
Primary production | 5100 | 5100-Nuclear heat | KTOE | BE | 2011 | nrg_104a | 520.9258
Primary production | 5100 | 5100-Nuclear heat | KTOE | BG | 2012 | nrg_104a | 171.416
Primary production | 5100 | 5100-Nuclear heat | KTOE | RO | 2009 | nrg_104a | 126.9228
Primary production | 5100 | 5100-Nuclear heat | KTOE | UK | 2014 | nrg_104a | 688.4774
Imports | 7200 | 7200-Waste (non-renewable) | KTOE | LV | 2014 | nrg_108a | 2.2399
Primary production | 7200 | 7200-Waste (non-renewable) | KTOE | CY | 2011 | nrg_108a | 0.0041868
Primary production | 7200 | 7200-Waste (non-renewable) | KTOE | BG | 2009 | nrg_108a | 0.24283
Primary production | 7200 | 7200-Waste (non-renewable) | KTOE | IT | 2011 | nrg_108a | 47.5244
Primary production | 7200 | 7200-Waste (non-renewable) | KTOE | SE | 2010 | nrg_108a | 21.5662
Primary production | 2210 | 2210-Lignite/Brown Coal | KTOE | DE | 2013 | nrg_110a | 1657.2359
Primary production | 2210 | 2210-Lignite/Brown Coal | KTOE | RS | 2009 | nrg_110a | 306.7752
Consumption in BKB / PB Plants | 2210 | 2210-Lignite/Brown Coal | KTOE | DE | 2014 | nrg_110a | 9.391
Transformation input in Gas Works | 2210 | 2210-Lignite/Brown Coal | KTOE | CZ | 2011 | nrg_110a | 20.105
Primary production | 2210 | 2210-Lignite/Brown Coal | KTOE | XK | 2010 | nrg_110a | 67.4787
Imports | 2210 | 2210-Lignite/Brown Coal | KTOE | DE | 2014 | nrg_110a | 0.23027
Imports | 2210 | 2210-Lignite/Brown Coal | KTOE | HR | 2010 | nrg_110a | 0.97971
Imports | 2210 | 2210-Lignite/Brown Coal | KTOE | IT | 2013 | nrg_110a | 0.054428
Imports | 2210 | 2210-Lignite/Brown Coal | KTOE | NL | 2009 | nrg_110a | 0.79968
Primary production | 3105 | 3105-Crude oil (without NGL) | KTOE | CZ | 2009 | nrg_110a | 9.4036
Primary production | 3105 | 3105-Crude oil (without NGL) | KTOE | RS | 2011 | nrg_110a | 43.84
Primary production | 3105 | 3105-Crude oil (without NGL) | KTOE | UK | 2014 | nrg_110a | 1603.0964
Imports | 3105 | 3105-Crude oil (without NGL) | KTOE | HU | 2014 | nrg_110a | 230.8225
Imports | 3105 | 3105-Crude oil (without NGL) | KTOE | TR | 2009 | nrg_110a | 605.742
Imports | 3270A | 3270A-Total fuel oil | KTOE | LT | 2014 | nrg_110a | 0.48148
Imports | 3270A | 3270A-Total fuel oil | KTOE | TR | 2010 | nrg_110a | 26.0419
Primary production | 4000 | 4000-Gas | KTOE | ES | 2010 | nrg_110a | 1.8673
Primary production | 4000 | 4000-Gas | KTOE | HU | 2012 | nrg_110a | 74.0268
Primary production | 4000 | 4000-Gas | KTOE | UK | 2012 | nrg_110a | 1467.0924
Imports | 4000 | 4000-Gas | KTOE | DE | 2014 | nrg_110a | 3154.3895
Imports | 4000 | 4000-Gas | KTOE | HU | 2009 | nrg_110a | 331.0586
Imports | 4000 | 4000-Gas | KTOE | HR | 2012 | nrg_110a | 46.1637
Imports | 4000 | 4000-Gas | KTOE | LV | 2010 | nrg_110a | 37.811
Imports | 4000 | 4000-Gas | KTOE | MD | 2010 | nrg_110a | 96.7695
Imports | 4000 | 4000-Gas | KTOE | NL | 2011 | nrg_110a | 690.3866
Imports | 4000 | 4000-Gas | KTOE | SK | 2014 | nrg_110a | 165.6424
Imports | 4000 | 4000-Gas | KTOE | TR | 2009 | nrg_110a | 1236.1025
Transformation input in Gas Works | 4000 | 4000-Gas | KTOE | HR | 2011 | nrg_110a | 0.13398
Consumption in Oil and gas extraction | 4000 | 4000-Gas | KTOE | NL | 2014 | nrg_110a | 25.4474
Consumption in Oil and gas extraction | 4000 | 4000-Gas | KTOE | ES | 2012 | nrg_110a | 0.19678
Consumption in Oil and gas extraction | 4000 | 4000-Gas | KTOE | FR | 2010 | nrg_110a | 0.65314
Consumption in Oil and gas extraction | 4000 | 4000-Gas | KTOE | HR | 2010 | nrg_110a | 8.0093
Consumption in Coke Ovens | 4000 | 4000-Gas | KTOE | DE | 2014 | nrg_110a | 27.8799
Transformation output from Coke Ovens | 4000 | 4000-Gas | KTOE | HU | 2012 | nrg_110a | 8.4364
Consumption in Pipeline transport | 4000 | 4000-Gas | KTOE | LT | 2012 | nrg_110a | 1.21
Primary production | 4100 | 4100-Natural gas | KTOE | FR | 2012 | nrg_110a | 18.8992
Primary production | 4100 | 4100-Natural gas | KTOE | UA | 2013 | nrg_110a | 670.9891
Imports | 4100 | 4100-Natural gas | KTOE | ES | 2011 | nrg_110a | 1292.8336
Imports | 4100 | 4100-Natural gas | KTOE | EL | 2009 | nrg_110a | 124.0507
Imports | 4100 | 4100-Natural gas | KTOE | MK | 2011 | nrg_110a | 4.618
Imports | 4100 | 4100-Natural gas | KTOE | PT | 2012 | nrg_110a | 164.2147
Consumption in Oil and gas extraction | 4100 | 4100-Natural gas | KTOE | HR | 2012 | nrg_110a | 3.2615
Consumption in Oil and gas extraction | 4100 | 4100-Natural gas | KTOE | FR | 2012 | nrg_110a | 0.90016
Consumption in Oil and gas extraction | 4100 | 4100-Natural gas | KTOE | ES | 2014 | nrg_110a | 0.23446
Consumption in Pipeline transport | 4100 | 4100-Natural gas | KTOE | CZ | 2013 | nrg_110a | 1.6663
Primary production | 5100 | 5100-Nuclear heat | KTOE | HU | 2013 | nrg_110a | 166.5007
Primary production | 5100 | 5100-Nuclear heat | KTOE | FR | 2011 | nrg_110a | 4777.7375
Primary production | 7200 | 7200-Waste (non-renewable) | KTOE | FR | 2010 | nrg_110a | 50.2625
Primary production | 4000 | 4000-Gas | KTOE | AT | 2011 | nrg_100a | 57.6397
Primary production | 4000 | 4000-Gas | KTOE | AL | 2012 | nrg_100a | 0.55266
Primary production | 4000 | 4000-Gas | KTOE | HR | 2010 | nrg_100a | 92.7251
Primary production | 4000 | 4000-Gas | KTOE | UK | 2013 | nrg_100a | 1376.2137
Primary production | 7200 | 7200-Waste (non-renewable) | KTOE | HR | 2011 | nrg_100a | 0.18003
Primary production | 7200 | 7200-Waste (non-renewable) | KTOE | UK | 2014 | nrg_100a | 28.1814
Transformation output from Coke Ovens | 4000 | 4000-Gas | KTOE | HU | 2014 | nrg_100a | 7.599
Imports | 6000 | 6000-Electrical energy | KTOE | MD | 2009 | nrg_100a | 5.2712
Consumption in Oil and gas extraction | 6000 | 6000-Electrical energy | KTOE | LT | 2009 | nrg_100a | 0.058615
Consumption in Oil and gas extraction | 6000 | 6000-Electrical energy | KTOE | NL | 2013 | nrg_100a | 9.7469
Consumption in Oil and gas extraction | 6000 | 6000-Electrical energy | KTOE | NO | 2009 | nrg_100a | 16.7849
Consumption in Coke Ovens | 6000 | 6000-Electrical energy | KTOE | AT | 2011 | nrg_100a | 0.10048
Consumption in Coke Ovens | 6000 | 6000-Electrical energy | KTOE | HU | 2009 | nrg_100a | 0.19259
Consumption in Pipeline transport | 6000 | 6000-Electrical energy | KTOE | AT | 2009 | nrg_100a | 0.53172
Transformation input in Patent Fuel Plants | 0 | 0000-All products | KTOE | BG | 2014 | nrg_100a | 0.5066
Transformation input in Coke Ovens | 0 | 0000-All products | KTOE | FI | 2009 | nrg_100a | 31.3215
Transformation input in Coke Ovens | 0 | 0000-All products | KTOE | NL | 2010 | nrg_100a | 84.0626
Transformation input in Coke Ovens | 0 | 0000-All products | KTOE | PL | 2010 | nrg_100a | 384.9595
Transformation input in Coke Ovens | 0 | 0000-All products | KTOE | TR | 2013 | nrg_100a | 174.4891
Transformation input in Gas Works | 0 | 0000-All products | KTOE | CZ | 2014 | nrg_100a | 20.5111
Transformation input in Gas Works | 0 | 0000-All products | KTOE | ES | 2013 | nrg_100a | 0.69082
Primary production | 0 | 0000-All products | KTOE | CZ | 2010 | nrg_100a | 1320.881
Primary production | 0 | 0000-All products | KTOE | IE | 2012 | nrg_100a | 52.5778
Primary production | 0 | 0000-All products | KTOE | IS | 2010 | nrg_100a | 200.5854
Primary production | 0 | 0000-All products | KTOE | SE | 2009 | nrg_100a | 1253.4233
Primary production | 0 | 0000-All products | KTOE | XK | 2010 | nrg_100a | 77.8996
Imports | 0 | 0000-All products | KTOE | HR | 2013 | nrg_100a | 284.941
Imports | 0 | 0000-All products | KTOE | LU | 2011 | nrg_100a | 195.825
Imports | 0 | 0000-All products | KTOE | LV | 2012 | nrg_100a | 174.5937
Imports | 0 | 0000-All products | KTOE | NL | 2009 | nrg_100a | 7037.7805
Imports | 0 | 0000-All products | KTOE | TR | 2010 | nrg_100a | 3410.0691
Transformation output from Patent Fuel Plants | 0 | 0000-All products | KTOE | BG | 2014 | nrg_100a | 0.55684
Imports | 2112 | 2112-Patent Fuels | KTOE | DE | 2011 | nrg_101a | 8.0596
Consumption in Oil and gas extraction | 3214 | 3214-Refinery gas | KTOE | RO | 2014 | nrg_102a | 1.2519
Imports | 6000 | 6000-Electrical energy | KTOE | IE | 2014 | nrg_105a | 10.2702
Imports | 6000 | 6000-Electrical energy | KTOE | LU | 2011 | nrg_105a | 25.5437
Imports | 6000 | 6000-Electrical energy | KTOE | IT | 2010 | nrg_105a | 165.5544
Imports | 6000 | 6000-Electrical energy | KTOE | LV | 2009 | nrg_105a | 15.3321
Imports | 6000 | 6000-Electrical energy | KTOE | MD | 2009 | nrg_105a | 5.2712
Imports | 6000 | 6000-Electrical energy | KTOE | TR | 2013 | nrg_105a | 26.7453
Consumption in Oil and gas extraction | 6000 | 6000-Electrical energy | KTOE | NL | 2011 | nrg_105a | 6.2174
Consumption in Oil and gas extraction | 6000 | 6000-Electrical energy | KTOE | PT | 2012 | nrg_105a | 0.01256
Consumption in Coke Ovens | 6000 | 6000-Electrical energy | KTOE | CZ | 2011 | nrg_105a | 0.43124
Consumption in Coke Ovens | 6000 | 6000-Electrical energy | KTOE | PL | 2011 | nrg_105a | 2.9015
Consumption in BKB / PB Plants | 6000 | 6000-Electrical energy | KTOE | BG | 2009 | nrg_105a | 0.13398
Consumption in Pipeline transport | 6000 | 6000-Electrical energy | KTOE | BG | 2011 | nrg_105a | 0.10886
Primary production | 5520 | 5520-Wind power | KTOE | BG | 2013 | nrg_107a | 4.9446
Primary production | 5520 | 5520-Wind power | KTOE | CZ | 2009 | nrg_107a | 1.0383
Primary production | 5520 | 5520-Wind power | KTOE | DK | 2014 | nrg_107a | 47.0848
Primary production | 5520 | 5520-Wind power | KTOE | DE | 2010 | nrg_107a | 136.0543
Primary production | 5520 | 5520-Wind power | KTOE | EE | 2013 | nrg_107a | 1.905
Primary production | 5520 | 5520-Wind power | KTOE | FI | 2010 | nrg_107a | 1.0593
Primary production | 5520 | 5520-Wind power | KTOE | IE | 2013 | nrg_107a | 16.3495
Primary production | 5520 | 5520-Wind power | KTOE | SE | 2009 | nrg_107a | 8.9472
Primary production | 5520 | 5520-Wind power | KTOE | UK | 2012 | nrg_107a | 71.4059
Transformation input in Coke Ovens | 0 | 0000-All products | KTOE | PL | 2014 | nrg_110a | 377.821
Transformation input in Coke Ovens | 0 | 0000-All products | KTOE | NL | 2014 | nrg_110a | 83.3466
Transformation input in Coke Ovens | 0 | 0000-All products | KTOE | SK | 2009 | nrg_110a | 58.7324
Consumption in Oil and gas extraction | 0 | 0000-All products | KTOE | UA | 2009 | nrg_110a | 29.1736
Consumption in Oil and gas extraction | 0 | 0000-All products | KTOE | UK | 2014 | nrg_110a | 167.292
Consumption in Coal Mines | 0 | 0000-All products | KTOE | IT | 2009 | nrg_110a | 0.1591
Consumption in Coal Mines | 0 | 0000-All products | KTOE | RS | 2009 | nrg_110a | 0.97971
Consumption in Coal Mines | 0 | 0000-All products | KTOE | TR | 2011 | nrg_110a | 2.8135
Consumption in Coal Mines | 0 | 0000-All products | KTOE | SI | 2013 | nrg_110a | 0.30145
Consumption in Coke Ovens | 0 | 0000-All products | KTOE | BE | 2009 | nrg_110a | 3.856
Consumption in Coke Ovens | 0 | 0000-All products | KTOE | AT | 2013 | nrg_110a | 6.5482
Consumption in Coke Ovens | 0 | 0000-All products | KTOE | IT | 2011 | nrg_110a | 3.0145
Consumption in Coke Ovens | 0 | 0000-All products | KTOE | NL | 2013 | nrg_110a | 7.8126
Primary production | 0 | 0000-All products | KTOE | CZ | 2013 | nrg_110a | 1253.8838
Imports | 2000 | 2000-Solid fuels | KTOE | EL | 2011 | nrg_100a | 9.9143
Imports | 2000 | 2000-Solid fuels | KTOE | ME | 2014 | nrg_100a | 0.029308
Transformation input in Gas Works | 2000 | 2000-Solid fuels | KTOE | EE | 2014 | nrg_100a | 9.2193
Imports | 2000 | 2000-Solid fuels | KTOE | RO | 2010 | nrg_100a | 53.7543
Transformation input in BKB / PB Plants | 2000 | 2000-Solid fuels | KTOE | RS | 2010 | nrg_100a | 19.5105
Transformation output from Coke Ovens | 2000 | 2000-Solid fuels | KTOE | SK | 2012 | nrg_100a | 46.7205
Transformation output from Patent Fuel Plants | 2000 | 2000-Solid fuels | KTOE | UA | 2013 | nrg_100a | 1.1137
Transformation output from BKB / PB Plants | 2000 | 2000-Solid fuels | KTOE | RS | 2009 | nrg_100a | 8.7002
Consumption in Coal Mines | 2000 | 2000-Solid fuels | KTOE | RO | 2011 | nrg_100a | 0.058615
Transformation input in Gas Works | 3000 | 3000-Total petroleum products | KTOE | PL | 2010 | nrg_100a | 0.13816
Imports | 3000 | 3000-Total petroleum products | KTOE | MK | 2013 | nrg_100a | 43.7353
Consumption in Oil and gas extraction | 3000 | 3000-Total petroleum products | KTOE | LT | 2011 | nrg_100a | 0.041868
Consumption in Pipeline transport | 3000 | 3000-Total petroleum products | KTOE | PL | 2012 | nrg_100a | 0.041868
Transformation input in Coke Ovens | 2000 | 2000-Solid fuels | KTOE | FI | 2010 | nrg_101a | 35.0142
Transformation input in Coke Ovens | 2000 | 2000-Solid fuels | KTOE | NL | 2011 | nrg_101a | 84.8371
Transformation input in Coke Ovens | 2000 | 2000-Solid fuels | KTOE | PL | 2011 | nrg_101a | 367.3122
Transformation input in Coke Ovens | 2000 | 2000-Solid fuels | KTOE | TR | 2014 | nrg_101a | 179.195
Transformation input in Coke Ovens | 2000 | 2000-Solid fuels | KTOE | UK | 2009 | nrg_101a | 153.015
Primary production | 2000 | 2000-Solid fuels | KTOE | DE | 2011 | nrg_101a | 1955.1226
Primary production | 2000 | 2000-Solid fuels | KTOE | HU | 2011 | nrg_101a | 68.8896
Imports | 2000 | 2000-Solid fuels | KTOE | DK | 2010 | nrg_101a | 112.3653
Imports | 2000 | 2000-Solid fuels | KTOE | HR | 2010 | nrg_101a | 29.3076
Imports | 2000 | 2000-Solid fuels | KTOE | LV | 2014 | nrg_101a | 2.0557
Imports | 2000 | 2000-Solid fuels | KTOE | LU | 2014 | nrg_101a | 2.2064
Imports | 2000 | 2000-Solid fuels | KTOE | TR | 2013 | nrg_101a | 733.138
Consumption in Coal Mines | 2000 | 2000-Solid fuels | KTOE | CZ | 2011 | nrg_101a | 11.1746
Consumption in Coal Mines | 2000 | 2000-Solid fuels | KTOE | RO | 2012 | nrg_101a | 0.050242
Consumption in Coal Mines | 2000 | 2000-Solid fuels | KTOE | UK | 2010 | nrg_101a | 0.12979
Consumption in Coke Ovens | 2000 | 2000-Solid fuels | KTOE | IT | 2012 | nrg_101a | 1.5784
Primary production | 3000 | 3000-Total petroleum products | KTOE | DE | 2011 | nrg_102a | 163.3941
Primary production | 3000 | 3000-Total petroleum products | KTOE | EL | 2012 | nrg_102a | 3.9984
Primary production | 3000 | 3000-Total petroleum products | KTOE | ES | 2014 | nrg_102a | 12.7153
Primary production | 3000 | 3000-Total petroleum products | KTOE | UK | 2014 | nrg_102a | 1717.5845
Imports | 3000 | 3000-Total petroleum products | KTOE | HU | 2009 | nrg_102a | 323.2879
Imports | 3000 | 3000-Total petroleum products | KTOE | LT | 2010 | nrg_102a | 427.6942
Imports | 3000 | 3000-Total petroleum products | KTOE | LU | 2010 | nrg_102a | 119.8346
Imports | 3000 | 3000-Total petroleum products | KTOE | NL | 2012 | nrg_102a | 6125.6568
Consumption in Oil and gas extraction | 3000 | 3000-Total petroleum products | KTOE | PT | 2011 | nrg_102a | 0.09211
Consumption in Coal Mines | 3000 | 3000-Total petroleum products | KTOE | PL | 2011 | nrg_102a | 0.93784
Consumption in Coal Mines | 3000 | 3000-Total petroleum products | KTOE | SK | 2014 | nrg_102a | 0.041868
Consumption in Coke Ovens | 3000 | 3000-Total petroleum products | KTOE | BE | 2010 | nrg_102a | 0.041868
Primary production | 2000 | 2000-Solid fuels | KTOE | SK | 2010 | nrg_100a | 25.6818
Primary production | 3000 | 3000-Total petroleum products | KTOE | SK | 2009 | nrg_102a | 0.72432
Primary production | 2000 | 2000-Solid fuels | KTOE | SK | 2012 | nrg_101a | 23.7559
Primary production | 2000 | 2000-Solid fuels | KTOE | TR | 2011 | nrg_100a | 746.9084
Primary production | 3000 | 3000-Total petroleum products | KTOE | TR | 2012 | nrg_102a | 102.0909
Imports | 2000 | 2000-Solid fuels | KTOE | AL | 2013 | nrg_101a | 2.7758
Primary production | 3000 | 3000-Total petroleum products | KTOE | NO | 2011 | nrg_102a | 4055.8871
Consumption in Oil and gas extraction | 3000 | 3000-Total petroleum products | KTOE | SK | 2013 | nrg_102a | 0.041868
Imports | 2000 | 2000-Solid fuels | KTOE | PL | 2010 | nrg_110a | 346.2902
Imports | 2000 | 2000-Solid fuels | KTOE | NO | 2012 | nrg_110a | 33.6828
Transformation input in BKB / PB Plants | 2000 | 2000-Solid fuels | KTOE | RS | 2014 | nrg_110a | 6.5523
Primary production | 3000 | 3000-Total petroleum products | KTOE | NO | 2009 | nrg_110a | 4646.9586
Consumption in Oil and gas extraction | 3000 | 3000-Total petroleum products | KTOE | UA | 2013 | nrg_110a | 1.3649
Imports | 2000 | 2000-Solid fuels | KTOE | AL | 2010 | nrg_100a | 4.5427
Imports | 3000 | 3000-Total petroleum products | KTOE | AL | 2011 | nrg_100a | 48.7511
Transformation input in Coke Ovens | 2000 | 2000-Solid fuels | KTOE | DE | 2014 | nrg_101a | 331.9128
Primary production | 3000 | 3000-Total petroleum products | KTOE | PL | 2010 | nrg_102a | 30.4548
Imports | 3000 | 3000-Total petroleum products | KTOE | CY | 2009 | nrg_102a | 120.5422
Imports | 3000 | 3000-Total petroleum products | KTOE | RO | 2013 | nrg_102a | 330.3427
Transformation input in Coke Ovens | 3000 | 3000-Total petroleum products | KTOE | DE | 2014 | nrg_102a | 26.134
Consumption in Gas Works | 3000 | 3000-Total petroleum products | KTOE | UA | 2014 | nrg_102a | 0.5401
Primary production | 2116 | 2116-Coking Coal | KTOE | TR | 2013 | nrg_110a | 22.2403
Imports | 2116 | 2116-Coking Coal | KTOE | PL | 2009 | nrg_101a | 66.8674
Transformation output from Gas Works | 4230 | 4230-Gas Works Gas | KTOE | CZ | 2011 | nrg_103a | 16.1652
Transformation input in Coke Ovens | 2116 | 2116-Coking Coal | KTOE | ES | 2009 | nrg_110a | 66.7543
Primary production | 55432 | 55432-Municipal waste (non-renewable) | KTOE | RO | 2014 | nrg_108a | 0.10886
Primary production | 55432 | 55432-Municipal waste (non-renewable) | KTOE | PL | 2010 | nrg_108a | 4.886
Imports | 2116 | 2116-Coking Coal | KTOE | RO | 2010 | nrg_110a | 4.0151
Transformation input in Coke Ovens | 2116 | 2116-Coking Coal | KTOE | HU | 2013 | nrg_101a | 37.8277
Imports | 2116 | 2116-Coking Coal | KTOE | ES | 2009 | nrg_101a | 58.858
Primary production | 2116 | 2116-Coking Coal | KTOE | UA | 2011 | nrg_110a | 566.6164
Transformation input in Coke Ovens | 2116 | 2116-Coking Coal | KTOE | HU | 2014 | nrg_110a | 38.058
Primary production | 55432 | 55432-Municipal waste (non-renewable) | KTOE | AT | 2013 | nrg_110a | 9.3533
Transformation input in Coke Ovens | 2116 | 2116-Coking Coal | KTOE | FI | 2009 | nrg_101a | 31.3215
Transformation input in Coke Ovens | 2116 | 2116-Coking Coal | KTOE | IT | 2009 | nrg_101a | 105.1599
Transformation input in Coke Ovens | 2116 | 2116-Coking Coal | KTOE | SK | 2011 | nrg_101a | 60.897
Primary production | 2116 | 2116-Coking Coal | KTOE | DE | 2012 | nrg_101a | 183.1641
Imports | 2116 | 2116-Coking Coal | KTOE | FR | 2014 | nrg_101a | 150.4275
Imports | 2116 | 2116-Coking Coal | KTOE | NL | 2009 | nrg_101a | 87.4162
Imports | 2116 | 2116-Coking Coal | KTOE | TR | 2011 | nrg_101a | 187.4849
Consumption in Gas Works | 4230 | 4230-Gas Works Gas | KTOE | PL | 2012 | nrg_103a | 0.01256
Primary production | 55432 | 55432-Municipal waste (non-renewable) | KTOE | DK | 2011 | nrg_108a | 17.2915
Primary production | 55432 | 55432-Municipal waste (non-renewable) | KTOE | FI | 2014 | nrg_108a | 7.6242
Consumption in Coke Ovens | 2116 | 2116-Coking Coal | KTOE | IT | 2011 | nrg_110a | 1.8589
Primary production | 2116 | 2116-Coking Coal | KTOE | CZ | 2014 | nrg_110a | 131.2729
Imports | 2116 | 2116-Coking Coal | KTOE | TR | 2012 | nrg_110a | 163.3564
Transformation input in Coke Ovens | 2116 | 2116-Coking Coal | KTOE | FI | 2013 | nrg_110a | 35.9227
Transformation input in Coke Ovens | 2116 | 2116-Coking Coal | KTOE | PL | 2014 | nrg_110a | 375.8825
Transformation input in Coke Ovens | 2116 | 2116-Coking Coal | KTOE | NL | 2014 | nrg_110a | 83.3466
Transformation input in Coke Ovens | 2116 | 2116-Coking Coal | KTOE | SK | 2009 | nrg_110a | 58.7324
Transformation input in Coke Ovens | 2116 | 2116-Coking Coal | KTOE | UK | 2012 | nrg_110a | 150.1303
Primary production | 55432 | 55432-Municipal waste (non-renewable) | KTOE | DK | 2012 | nrg_110a | 16.8058
Primary production | 55432 | 55432-Municipal waste (non-renewable) | KTOE | ES | 2009 | nrg_110a | 13.3643
Primary production | 55432 | 55432-Municipal waste (non-renewable) | KTOE | IE | 2012 | nrg_110a | 1.8213
Imports | 2116 | 2116-Coking Coal | KTOE | BE | 2014 | nrg_101a | 65.3434
Imports | 2116 | 2116-Coking Coal | KTOE | UK | 2009 | nrg_101a | 163.1847
Transformation output from Gas Works | 4230 | 4230-Gas Works Gas | KTOE | HR | 2014 | nrg_103a | 0.037681
Primary production | 55432 | 55432-Municipal waste (non-renewable) | KTOE | LV | 2010 | nrg_108a | 0.33494
Primary production | 55432 | 55432-Municipal waste (non-renewable) | KTOE | NO | 2014 | nrg_108a | 9.2947
Imports | 2116 | 2116-Coking Coal | KTOE | AT | 2011 | nrg_110a | 50.8152
Imports | 2116 | 2116-Coking Coal | KTOE | FI | 2014 | nrg_110a | 38.5604
Imports | 2116 | 2116-Coking Coal | KTOE | SE | 2009 | nrg_110a | 32.0709
Imports | 2116 | 2116-Coking Coal | KTOE | UA | 2011 | nrg_110a | 283.438
Primary production | 55432 | 55432-Municipal waste (non-renewable) | KTOE | SK | 2013 | nrg_110a | 0.45217
Primary production | 55432 | 55432-Municipal waste (non-renewable) | KTOE | SK | 2011 | nrg_108a | 0.67407
Transformation output from Gas Works | 4230 | 4230-Gas Works Gas | KTOE | EE | 2011 | nrg_103a | 6.4854
Primary production | 2116 | 2116-Coking Coal | KTOE | PL | 2013 | nrg_101a | 358.8883
Primary production | 2116 | 2116-Coking Coal | KTOE | PL | 2011 | nrg_110a | 338.3018
Transformation input in Coke Ovens | 2116 | 2116-Coking Coal | KTOE | CZ | 2011 | nrg_110a | 96.0326
Transformation input in Coke Ovens | 2116 | 2116-Coking Coal | KTOE | AT | 2014 | nrg_101a | 51.6065
Primary production | 2116 | 2116-Coking Coal | KTOE | UA | 2013 | nrg_101a | 562.4422
Primary production | 55432 | 55432-Municipal waste (non-renewable) | KTOE | BE | 2013 | nrg_108a | 16.3578
Primary production | 2116 | 2116-Coking Coal | KTOE | UK | 2011 | nrg_110a | 11.723
Transformation input in Coke Ovens | 2116 | 2116-Coking Coal | KTOE | SE | 2009 | nrg_110a | 46.3814
Transformation input in Coke Ovens | 2116 | 2116-Coking Coal | KTOE | FR | 2013 | nrg_101a | 141.1245
Transformation input in Coke Ovens | 2116 | 2116-Coking Coal | KTOE | TR | 2011 | nrg_101a | 151.1393
Primary production | 2116 | 2116-Coking Coal | KTOE | CZ | 2014 | nrg_101a | 131.2729
Imports | 2116 | 2116-Coking Coal | KTOE | DE | 2014 | nrg_101a | 281.5916
Imports | 2116 | 2116-Coking Coal | KTOE | CZ | 2013 | nrg_101a | 27.7501
Imports | 2116 | 2116-Coking Coal | KTOE | HU | 2009 | nrg_101a | 30.5804
Imports | 2116 | 2116-Coking Coal | KTOE | IT | 2010 | nrg_101a | 156.9631
Imports | 2116 | 2116-Coking Coal | KTOE | SK | 2014 | nrg_101a | 79.5157
Primary production | 55432 | 55432-Municipal waste (non-renewable) | KTOE | EE | 2013 | nrg_108a | 4.4129
Primary production | 55432 | 55432-Municipal waste (non-renewable) | KTOE | IT | 2014 | nrg_108a | 35.9395
Primary production | 0 | 0000-All products | KTOE | ES | 2011 | nrg_110a | 1332.7799
Primary production | 0 | 0000-All products | KTOE | DK | 2012 | nrg_110a | 775.0437
Primary production | 0 | 0000-All products | KTOE | FI | 2014 | nrg_110a | 755.9226
Primary production | 0 | 0000-All products | KTOE | IT | 2014 | nrg_110a | 1541.1234
Primary production | 0 | 0000-All products | KTOE | UK | 2010 | nrg_110a | 6184.72
Primary production | 0 | 0000-All products | KTOE | XK | 2009 | nrg_110a | 77.2548
Imports | 0 | 0000-All products | KTOE | LU | 2009 | nrg_110a | 188.4353
Imports | 0 | 0000-All products | KTOE | SK | 2010 | nrg_110a | 652.764
Consumption in BKB / PB Plants | 0 | 0000-All products | KTOE | DE | 2009 | nrg_110a | 26.4689
Transformation input in Gas Works | 0 | 0000-All products | KTOE | HR | 2014 | nrg_110a | 0.037681
Transformation input in Gas Works | 0 | 0000-All products | KTOE | UA | 2011 | nrg_110a | 1.7375
Consumption in Oil and gas extraction | 0 | 0000-All products | KTOE | PT | 2013 | nrg_110a | 0.020934
Consumption in Pipeline transport | 0 | 0000-All products | KTOE | AT | 2013 | nrg_110a | 11.5472
Consumption in Pipeline transport | 0 | 0000-All products | KTOE | BE | 2011 | nrg_110a | 3.0815
Consumption in Coke Ovens | 4220 | 4220-Blast Furnace Gas | KTOE | SE | 2013 | nrg_110a | 0.58197
Primary production | 5520 | 5520-Wind power | KTOE | CY | 2013 | nrg_110a | 0.83317
Primary production | 5520 | 5520-Wind power | KTOE | EE | 2009 | nrg_110a | 0.70338
Primary production | 5520 | 5520-Wind power | KTOE | HU | 2011 | nrg_110a | 2.2525
Consumption in Gas Works | 6000 | 6000-Electrical energy | KTOE | PL | 2010 | nrg_110a | 0.28052
Consumption in Pipeline transport | 6000 | 6000-Electrical energy | KTOE | BG | 2013 | nrg_110a | 0.10467
Consumption in Pipeline transport | 6000 | 6000-Electrical energy | KTOE | BE | 2013 | nrg_110a | 0.30982
Imports | 6000 | 6000-Electrical energy | KTOE | LV | 2009 | nrg_110a | 15.3321
Imports | 6000 | 6000-Electrical energy | KTOE | MD | 2009 | nrg_110a | 5.2712
Imports | 6000 | 6000-Electrical energy | KTOE | TR | 2014 | nrg_110a | 28.6293
Imports | 6000 | 6000-Electrical energy | KTOE | HU | 2012 | nrg_110a | 61.0938
Imports | 6000 | 6000-Electrical energy | KTOE | IT | 2012 | nrg_110a | 163.4652
Imports | 6000 | 6000-Electrical energy | KTOE | LT | 2013 | nrg_110a | 29.0648
Consumption in Oil and gas extraction | 6000 | 6000-Electrical energy | KTOE | PT | 2014 | nrg_110a | 0.0083736
Consumption in Oil and gas extraction | 6000 | 6000-Electrical energy | KTOE | PL | 2011 | nrg_110a | 0.39356
Imports | 6000 | 6000-Electrical energy | KTOE | LV | 2014 | nrg_100a | 19.2258
Imports | 6000 | 6000-Electrical energy | KTOE | NL | 2009 | nrg_100a | 55.6258
Consumption in Oil and gas extraction | 6000 | 6000-Electrical energy | KTOE | NL | 2009 | nrg_100a | 4.5343
Consumption in Oil and gas extraction | 6000 | 6000-Electrical energy | KTOE | RO | 2014 | nrg_100a | 4.011
Consumption in Coal Mines | 6000 | 6000-Electrical energy | KTOE | IT | 2011 | nrg_100a | 0.15072
Consumption in Coal Mines | 6000 | 6000-Electrical energy | KTOE | NO | 2011 | nrg_100a | 0.12979
Consumption in Patent Fuel Plants | 6000 | 6000-Electrical energy | KTOE | HU | 2009 | nrg_100a | 0.0083736
Consumption in Coke Ovens | 6000 | 6000-Electrical energy | KTOE | CZ | 2011 | nrg_100a | 0.43124
Consumption in Pipeline transport | 6000 | 6000-Electrical energy | KTOE | BG | 2013 | nrg_100a | 0.10467
Transformation input in Coke Ovens | 0 | 0000-All products | KTOE | FR | 2013 | nrg_100a | 141.1245
Transformation input in Coke Ovens | 0 | 0000-All products | KTOE | TR | 2009 | nrg_100a | 141.6311
Transformation input in Coke Ovens | 0 | 0000-All products | KTOE | UA | 2012 | nrg_100a | 787.2859
Transformation input in Gas Works | 0 | 0000-All products | KTOE | CZ | 2010 | nrg_100a | 19.791
Transformation input in Gas Works | 0 | 0000-All products | KTOE | ES | 2009 | nrg_100a | 2.3237
Transformation input in Gas Works | 0 | 0000-All products | KTOE | SE | 2013 | nrg_100a | 0.10467
Transformation input in Gas Works | 0 | 0000-All products | KTOE | UA | 2013 | nrg_100a | 1.256
Primary production | 0 | 0000-All products | KTOE | EE | 2011 | nrg_100a | 210.9268
Primary production | 0 | 0000-All products | KTOE | RO | 2011 | nrg_100a | 1167.5227
Imports | 0 | 0000-All products | KTOE | DE | 2011 | nrg_100a | 9926.5051
Imports | 0 | 0000-All products | KTOE | HR | 2009 | nrg_100a | 319.7375
Imports | 0 | 0000-All products | KTOE | IE | 2012 | nrg_100a | 569.6853
Imports | 0 | 0000-All products | KTOE | UA | 2011 | nrg_100a | 2428.6496
Transformation output from Patent Fuel Plants | 0 | 0000-All products | KTOE | HU | 2011 | nrg_100a | 0.14654
Consumption in Oil and gas extraction | 3214 | 3214-Refinery gas | KTOE | RO | 2010 | nrg_102a | 1.0593
Consumption in Coke Ovens | 4220 | 4220-Blast Furnace Gas | KTOE | AT | 2011 | nrg_103a | 5.02
Consumption in Coke Ovens | 4220 | 4220-Blast Furnace Gas | KTOE | NL | 2011 | nrg_103a | 0.75362
Imports | 6000 | 6000-Electrical energy | KTOE | IE | 2010 | nrg_105a | 2.734
Imports | 6000 | 6000-Electrical energy | KTOE | TR | 2009 | nrg_105a | 2.9224
Consumption in Oil and gas extraction | 6000 | 6000-Electrical energy | KTOE | LT | 2011 | nrg_105a | 0.062802
Consumption in Oil and gas extraction | 6000 | 6000-Electrical energy | KTOE | RS | 2014 | nrg_105a | 0.29726
Consumption in Oil and gas extraction | 6000 | 6000-Electrical energy | KTOE | RO | 2012 | nrg_105a | 3.8728
Consumption in Coal Mines | 6000 | 6000-Electrical energy | KTOE | DE | 2010 | nrg_105a | 9.5627
Consumption in Coal Mines | 6000 | 6000-Electrical energy | KTOE | NO | 2013 | nrg_105a | 0.14654
Primary production | 55431 | 55431-Municipal waste (renewable) | KTOE | SK | 2011 | nrg_107a | 0.74525
Primary production | 5534 | 5534-Solar photovoltaic | KTOE | TR | 2014 | nrg_110a | 0.062802
Primary production | 2200 | 2200-Lignite and Derivatives | KTOE | UA | 2010 | nrg_101a | 4.237
Imports | 2200 | 2200-Lignite and Derivatives | KTOE | AT | 2011 | nrg_101a | 0.78293
Imports | 3244 | 3244-Other kerosene | KTOE | NO | 2014 | nrg_102a | 6.4644
Imports | 2200 | 2200-Lignite and Derivatives | KTOE | BG | 2014 | nrg_101a | 0.037681
Imports | 2200 | 2200-Lignite and Derivatives | KTOE | CY | 2013 | nrg_101a | 0.0041868
Imports | 3244 | 3244-Other kerosene | KTOE | CY | 2011 | nrg_102a | 0.6992
Imports | 3244 | 3244-Other kerosene | KTOE | PT | 2014 | nrg_102a | 0.041868
Primary production | 5534 | 5534-Solar photovoltaic | KTOE | RO | 2011 | nrg_107a | 0.0041868
Primary production | 5545 | 5545-Liquid biofuels | KTOE | PL | 2009 | nrg_107a | 17.4087
Primary production | 55431 | 55431-Municipal waste (renewable) | KTOE | PT | 2014 | nrg_110a | 3.4248
Transformation output from Coke Ovens | 2130 | 2130-Coal Tar | KTOE | FR | 2010 | nrg_101a | 2.5623
Transformation output from Coke Ovens | 2130 | 2130-Coal Tar | KTOE | FI | 2014 | nrg_101a | 1.3942
Primary production | 2200 | 2200-Lignite and Derivatives | KTOE | HU | 2013 | nrg_101a | 67.4787
Primary production | 2200 | 2200-Lignite and Derivatives | KTOE | MK | 2013 | nrg_101a | 44.0828
Primary production | 2200 | 2200-Lignite and Derivatives | KTOE | XK | 2009 | nrg_101a | 67.0265
Imports | 2200 | 2200-Lignite and Derivatives | KTOE | EL | 2014 | nrg_101a | 0.10467
Consumption in Coal Mines | 2200 | 2200-Lignite and Derivatives | KTOE | EE | 2011 | nrg_101a | 0.38937
Consumption in BKB / PB Plants | 2200 | 2200-Lignite and Derivatives | KTOE | IE | 2011 | nrg_101a | 0.48567
Primary production | 5534 | 5534-Solar photovoltaic | KTOE | UK | 2012 | nrg_107a | 4.8692
Primary production | 5535 | 5535-Tide, Wave and Ocean | KTOE | FR | 2013 | nrg_107a | 1.4905
Primary production | 55431 | 55431-Municipal waste (renewable) | KTOE | FR | 2013 | nrg_107a | 49.4922
Primary production | 55431 | 55431-Municipal waste (renewable) | KTOE | UK | 2014 | nrg_107a | 19.7575
Imports | 5545 | 5545-Liquid biofuels | KTOE | ES | 2013 | nrg_107a | 32.5147
Imports | 5545 | 5545-Liquid biofuels | KTOE | EL | 2014 | nrg_107a | 0.93366
Imports | 5545 | 5545-Liquid biofuels | KTOE | RO | 2012 | nrg_107a | 5.0786
Primary production | 5545 | 5545-Liquid biofuels | KTOE | FI | 2013 | nrg_107a | 15.2818
Imports | 3244 | 3244-Other kerosene | KTOE | NL | 2010 | nrg_110a | 30.2999
Primary production | 5534 | 5534-Solar photovoltaic | KTOE | AT | 2011 | nrg_110a | 0.62802
Primary production | 5534 | 5534-Solar photovoltaic | KTOE | HU | 2012 | nrg_110a | 0.029308
Primary production | 55431 | 55431-Municipal waste (renewable) | KTOE | AT | 2009 | nrg_110a | 5.4135
Primary production | 2200 | 2200-Lignite and Derivatives | KTOE | BG | 2011 | nrg_101a | 259.657
Primary production | 2200 | 2200-Lignite and Derivatives | KTOE | EL | 2013 | nrg_101a | 281.7005
Primary production | 2200 | 2200-Lignite and Derivatives | KTOE | EE | 2011 | nrg_101a | 3.3118
Primary production | 2200 | 2200-Lignite and Derivatives | KTOE | IE | 2011 | nrg_101a | 31.8322
Imports | 2200 | 2200-Lignite and Derivatives | KTOE | HR | 2011 | nrg_101a | 1.2477
Imports | 2200 | 2200-Lignite and Derivatives | KTOE | HU | 2010 | nrg_101a | 0.28052
Imports | 2200 | 2200-Lignite and Derivatives | KTOE | IT | 2010 | nrg_101a | 0.062802
Imports | 2200 | 2200-Lignite and Derivatives | KTOE | LU | 2011 | nrg_101a | 0.18003
Imports | 2200 | 2200-Lignite and Derivatives | KTOE | NL | 2010 | nrg_101a | 2.1604
Imports | 2200 | 2200-Lignite and Derivatives | KTOE | SK | 2011 | nrg_101a | 9.0142
Consumption in Coal Mines | 2200 | 2200-Lignite and Derivatives | KTOE | DE | 2012 | nrg_101a | 0.10048
Consumption in BKB / PB Plants | 2200 | 2200-Lignite and Derivatives | KTOE | UA | 2011 | nrg_101a | 0.26377
Transformation output from BKB / PB Plants | 2200 | 2200-Lignite and Derivatives | KTOE | LT | 2010 | nrg_101a | 0.12142
Imports | 3244 | 3244-Other kerosene | KTOE | DE | 2013 | nrg_102a | 0.38519
Imports | 3244 | 3244-Other kerosene | KTOE | FR | 2012 | nrg_102a | 19.8245
Imports | 3244 | 3244-Other kerosene | KTOE | LV | 2011 | nrg_102a | 0.25958
Primary production | 5534 | 5534-Solar photovoltaic | KTOE | BG | 2014 | nrg_107a | 4.5092
Primary production | 5534 | 5534-Solar photovoltaic | KTOE | CZ | 2009 | nrg_107a | 0.3182
Primary production | 5534 | 5534-Solar photovoltaic | KTOE | DK | 2014 | nrg_107a | 2.1436
Primary production | 5534 | 5534-Solar photovoltaic | KTOE | DE | 2010 | nrg_107a | 42.2239
Primary production | 5534 | 5534-Solar photovoltaic | KTOE | FI | 2010 | nrg_107a | 0.016747
Primary production | 5534 | 5534-Solar photovoltaic | KTOE | SE | 2009 | nrg_107a | 0.025121
Primary production | 55431 | 55431-Municipal waste (renewable) | KTOE | DE | 2012 | nrg_107a | 108.6726
Primary production | 55431 | 55431-Municipal waste (renewable) | KTOE | CZ | 2011 | nrg_107a | 3.3453
Primary production | 55431 | 55431-Municipal waste (renewable) | KTOE | FI | 2012 | nrg_107a | 8.0805
Primary production | 55431 | 55431-Municipal waste (renewable) | KTOE | ES | 2009 | nrg_107a | 13.3643
Imports | 5545 | 5545-Liquid biofuels | KTOE | IE | 2012 | nrg_107a | 1.658
Imports | 5545 | 5545-Liquid biofuels | KTOE | LV | 2013 | nrg_107a | 0.59034
Primary production | 5545 | 5545-Liquid biofuels | KTOE | CZ | 2010 | nrg_107a | 9.8767
Primary production | 5545 | 5545-Liquid biofuels | KTOE | HU | 2011 | nrg_107a | 5.9536
Transformation input in Coke Ovens | 2130 | 2130-Coal Tar | KTOE | UA | 2013 | nrg_110a | 30.1994
Consumption in Pipeline transport | 3000 | 3000-Total petroleum products | KTOE | UA | 2013 | nrg_102a | 0.21353
Imports | 2000 | 2000-Solid fuels | KTOE | CY | 2011 | nrg_110a | 0.0041868
Consumption in BKB / PB Plants | 2000 | 2000-Solid fuels | KTOE | LT | 2014 | nrg_110a | 0.01256
Imports | 3000 | 3000-Total petroleum products | KTOE | BG | 2011 | nrg_110a | 302.2702
Imports | 3000 | 3000-Total petroleum products | KTOE | RO | 2013 | nrg_110a | 330.3427
Primary production | 2000 | 2000-Solid fuels | KTOE | MK | 2012 | nrg_100a | 52.155
Transformation input in Coke Ovens | 2000 | 2000-Solid fuels | KTOE | CZ | 2010 | nrg_100a | 97.2007
Consumption in Gas Works | 2000 | 2000-Solid fuels | KTOE | CZ | 2009 | nrg_100a | 1.9971
Transformation input in Coke Ovens | 3000 | 3000-Total petroleum products | KTOE | DE | 2010 | nrg_100a | 35.0854
Imports | 3000 | 3000-Total petroleum products | KTOE | CY | 2010 | nrg_100a | 121.8275
Imports | 3000 | 3000-Total petroleum products | KTOE | RS | 2013 | nrg_100a | 108.9447
Consumption in Coal Mines | 3000 | 3000-Total petroleum products | KTOE | ES | 2014 | nrg_100a | 0.77037
Transformation output from Coke Ovens | 2000 | 2000-Solid fuels | KTOE | FR | 2013 | nrg_101a | 98.9592
Transformation output from Coke Ovens | 2000 | 2000-Solid fuels | KTOE | HU | 2009 | nrg_101a | 22.9562
Transformation output from Coke Ovens | 2000 | 2000-Solid fuels | KTOE | SK | 2010 | nrg_101a | 49.4001
Transformation input in Coke Ovens | 2000 | 2000-Solid fuels | KTOE | HU | 2013 | nrg_101a | 37.9994
Transformation input in Gas Works | 2000 | 2000-Solid fuels | KTOE | EE | 2014 | nrg_101a | 9.2193
Transformation input in Patent Fuel Plants | 2000 | 2000-Solid fuels | KTOE | HU | 2011 | nrg_101a | 0.10467
Transformation input in BKB / PB Plants | 2000 | 2000-Solid fuels | KTOE | FI | 2014 | nrg_101a | 0.1591
Consumption in Coal Mines | 2000 | 2000-Solid fuels | KTOE | HU | 2014 | nrg_101a | 0.046055
Transformation input in Patent Fuel Plants | 3000 | 3000-Total petroleum products | KTOE | UK | 2009 | nrg_102a | 3.5002
Imports | 3000 | 3000-Total petroleum products | KTOE | EE | 2014 | nrg_102a | 79.2143
Imports | 3000 | 3000-Total petroleum products | KTOE | ME | 2014 | nrg_102a | 12.4641
Imports | 3000 | 3000-Total petroleum products | KTOE | PL | 2009 | nrg_102a | 1138.7468
Imports | 3000 | 3000-Total petroleum products | KTOE | PT | 2010 | nrg_102a | 640.5553
Transformation input in Gas Works | 3000 | 3000-Total petroleum products | KTOE | PL | 2014 | nrg_102a | 0.046055
Consumption in Coal Mines | 2000 | 2000-Solid fuels | KTOE | RO | 2010 | nrg_110a | 0.062802
Primary production | 2000 | 2000-Solid fuels | KTOE | AL | 2010 | nrg_110a | 0.10048
Primary production | 2000 | 2000-Solid fuels | KTOE | AT | 2010 | nrg_110a | 0.0083736
Primary production | 2000 | 2000-Solid fuels | KTOE | FI | 2011 | nrg_110a | 70.669
Imports | 2000 | 2000-Solid fuels | KTOE | EE | 2010 | nrg_110a | 1.9301
Imports | 2000 | 2000-Solid fuels | KTOE | MK | 2010 | nrg_110a | 5.715
Imports | 2000 | 2000-Solid fuels | KTOE | PT | 2010 | nrg_110a | 68.2113
Transformation input in Patent Fuel Plants | 2000 | 2000-Solid fuels | KTOE | UK | 2013 | nrg_110a | 6.6026
Transformation input in Gas Works | 2000 | 2000-Solid fuels | KTOE | EE | 2010 | nrg_110a | 11.3295
Transformation output from Coke Ovens | 2000 | 2000-Solid fuels | KTOE | ES | 2011 | nrg_110a | 59.2014
Transformation output from Coke Ovens | 2000 | 2000-Solid fuels | KTOE | IT | 2009 | nrg_110a | 78.5192
Transformation output from Coke Ovens | 2000 | 2000-Solid fuels | KTOE | RO | 2010 | nrg_110a | 0.058615
Transformation output from Coke Ovens | 2000 | 2000-Solid fuels | KTOE | PL | 2012 | nrg_110a | 267.6244
Transformation output from Coke Ovens | 2000 | 2000-Solid fuels | KTOE | SE | 2010 | nrg_110a | 34.114
Transformation output from Coke Ovens | 2000 | 2000-Solid fuels | KTOE | TR | 2011 | nrg_110a | 111.2349
Imports | 3000 | 3000-Total petroleum products | KTOE | ME | 2012 | nrg_110a | 12.2966
Primary production | 3000 | 3000-Total petroleum products | KTOE | AT | 2014 | nrg_110a | 38.2715
Primary production | 3000 | 3000-Total petroleum products | KTOE | AL | 2012 | nrg_110a | 42.8896
Primary production | 3000 | 3000-Total petroleum products | KTOE | FI | 2014 | nrg_110a | 2.7633
Primary production | 3000 | 3000-Total petroleum products | KTOE | FR | 2009 | nrg_110a | 52.8667
Consumption in Oil and gas extraction | 3000 | 3000-Total petroleum products | KTOE | HU | 2013 | nrg_110a | 0.51498
Consumption in Coal Mines | 3000 | 3000-Total petroleum products | KTOE | EE | 2009 | nrg_110a | 0.59034
Consumption in Coal Mines | 3000 | 3000-Total petroleum products | KTOE | MK | 2013 | nrg_110a | 0.083736
Consumption in Pipeline transport | 3000 | 3000-Total petroleum products | KTOE | PL | 2012 | nrg_110a | 0.041868
Transformation output from Coke Ovens | 2000 | 2000-Solid fuels | KTOE | FR | 2011 | nrg_100a | 87.5083
Primary production | 3000 | 3000-Total petroleum products | KTOE | AL | 2014 | nrg_100a | 51.5311
Primary production | 2000 | 2000-Solid fuels | KTOE | AT | 2014 | nrg_100a | 0.0083736
Imports | 2000 | 2000-Solid fuels | KTOE | EL | 2013 | nrg_100a | 9.7636
Imports | 2000 | 2000-Solid fuels | KTOE | RO | 2012 | nrg_100a | 53.3063
Transformation input in BKB / PB Plants | 2000 | 2000-Solid fuels | KTOE | RS | 2012 | nrg_100a | 17.773
Transformation output from Coke Ovens | 2000 | 2000-Solid fuels | KTOE | SK | 2014 | nrg_100a | 46.5991
Transformation output from BKB / PB Plants | 2000 | 2000-Solid fuels | KTOE | RS | 2011 | nrg_100a | 11.3588
Consumption in Coal Mines | 2000 | 2000-Solid fuels | KTOE | RO | 2014 | nrg_100a | 0.0083736
Transformation input in Gas Works | 3000 | 3000-Total petroleum products | KTOE | PL | 2012 | nrg_100a | 0.09211
Imports | 4000 | 4000-Gas | KTOE | ES | 2013 | nrg_100a | 1292.7415
Imports | 4000 | 4000-Gas | KTOE | MK | 2010 | nrg_100a | 4.0026
Imports | 4000 | 4000-Gas | KTOE | PT | 2014 | nrg_100a | 145.4746
Consumption in Pipeline transport | 4000 | 4000-Gas | KTOE | FI | 2011 | nrg_100a | 0.32238
Consumption in Pipeline transport | 4000 | 4000-Gas | KTOE | FR | 2013 | nrg_100a | 0.066989
Primary production | 5100 | 5100-Nuclear heat | KTOE | UA | 2011 | nrg_100a | 981.0803
Imports | 2210 | 2210-Lignite/Brown Coal | KTOE | FR | 2014 | nrg_101a | 3.0103
Imports | 2210 | 2210-Lignite/Brown Coal | KTOE | HR | 2009 | nrg_101a | 0.79968
Imports | 2210 | 2210-Lignite/Brown Coal | KTOE | NL | 2013 | nrg_101a | 0.82061
Primary production | 2210 | 2210-Lignite/Brown Coal | KTOE | BG | 2013 | nrg_101a | 200.1039
Primary production | 2210 | 2210-Lignite/Brown Coal | KTOE | DE | 2014 | nrg_101a | 1617.679
Primary production | 2210 | 2210-Lignite/Brown Coal | KTOE | EL | 2009 | nrg_101a | 342.3086
Primary production | 2210 | 2210-Lignite/Brown Coal | KTOE | RS | 2014 | nrg_101a | 239.1877
Imports | 2210 | 2210-Lignite/Brown Coal | KTOE | CZ | 2013 | nrg_101a | 3.6216
Consumption in Coal Mines | 2210 | 2210-Lignite/Brown Coal | KTOE | SK | 2011 | nrg_101a | 0.020934
Primary production | 3105 | 3105-Crude oil (without NGL) | KTOE | ES | 2009 | nrg_102a | 4.4213
Imports | 3105 | 3105-Crude oil (without NGL) | KTOE | IT | 2014 | nrg_102a | 2298.7123
Imports | 3105 | 3105-Crude oil (without NGL) | KTOE | UA | 2012 | nrg_102a | 63.6561
Imports | 3105 | 3105-Crude oil (without NGL) | KTOE | TR | 2014 | nrg_102a | 752.2089
Imports | 3270A | 3270A-Total fuel oil | KTOE | LV | 2013 | nrg_102a | 6.7617
Imports | 3270A | 3270A-Total fuel oil | KTOE | MD | 2011 | nrg_102a | 0.67826
Imports | 3270A | 3270A-Total fuel oil | KTOE | NL | 2009 | nrg_102a | 1119.722
Imports | 3270A | 3270A-Total fuel oil | KTOE | CZ | 2012 | nrg_102a | 1.1597
Imports | 3270A | 3270A-Total fuel oil | KTOE | HR | 2014 | nrg_102a | 1.2016
Imports | 3270A | 3270A-Total fuel oil | KTOE | IS | 2013 | nrg_102a | 4.3585
Imports | 3270A | 3270A-Total fuel oil | KTOE | LT | 2012 | nrg_102a | 6.2007
Imports | 3270A | 3270A-Total fuel oil | KTOE | HU | 2013 | nrg_102a | 0.72013
Transformation output from Coke Ovens | 4000 | 4000-Gas | KTOE | SE | 2013 | nrg_103a | 7.1971
Transformation output from Coke Ovens | 4000 | 4000-Gas | KTOE | TR | 2014 | nrg_103a | 30.4045
Consumption in Oil and gas extraction | 4000 | 4000-Gas | KTOE | PL | 2009 | nrg_103a | 6.0918
Consumption in Oil and gas extraction | 4000 | 4000-Gas | KTOE | RO | 2010 | nrg_103a | 15.0599
Consumption in Coal Mines | 4000 | 4000-Gas | KTOE | SK | 2009 | nrg_103a | 0.01256
Consumption in Coal Mines | 4000 | 4000-Gas | KTOE | UK | 2009 | nrg_103a | 0.70338
Consumption in Coke Ovens | 4000 | 4000-Gas | KTOE | SE | 2011 | nrg_103a | 5.401
Consumption in Pipeline transport | 4000 | 4000-Gas | KTOE | AT | 2011 | nrg_103a | 7.1636
Consumption in Pipeline transport | 4000 | 4000-Gas | KTOE | BE | 2011 | nrg_103a | 2.7926
Primary production | 4100 | 4100-Natural gas | KTOE | ES | 2013 | nrg_103a | 2.085
Primary production | 4100 | 4100-Natural gas | KTOE | EL | 2009 | nrg_103a | 0.48986
Primary production | 4100 | 4100-Natural gas | KTOE | RO | 2014 | nrg_103a | 366.994
Imports | 4100 | 4100-Natural gas | KTOE | CZ | 2013 | nrg_103a | 291.7404
Imports | 4100 | 4100-Natural gas | KTOE | DE | 2014 | nrg_103a | 3154.3895
Imports | 4100 | 4100-Natural gas | KTOE | HR | 2009 | nrg_103a | 35.5041
Imports | 4100 | 4100-Natural gas | KTOE | IT | 2010 | nrg_103a | 2583.8878
Imports | 4100 | 4100-Natural gas | KTOE | SK | 2014 | nrg_103a | 165.6424
Transformation input in Coke Ovens | 4100 | 4100-Natural gas | KTOE | UK | 2012 | nrg_103a | 0.18003
Consumption in Oil and gas extraction | 4100 | 4100-Natural gas | KTOE | PL | 2011 | nrg_103a | 7.2557
Consumption in Pipeline transport | 4100 | 4100-Natural gas | KTOE | AT | 2013 | nrg_103a | 10.9569
Primary production | 4000 | 4000-Gas | KTOE | DK | 2010 | nrg_103a | 307.4242
Primary production | 4000 | 4000-Gas | KTOE | CZ | 2012 | nrg_103a | 8.9556
Primary production | 4000 | 4000-Gas | KTOE | HU | 2013 | nrg_103a | 64.6568
Primary production | 4000 | 4000-Gas | KTOE | IE | 2010 | nrg_103a | 9.3826
Imports | 4000 | 4000-Gas | KTOE | CZ | 2011 | nrg_103a | 319.9762
Imports | 4000 | 4000-Gas | KTOE | IE | 2012 | nrg_103a | 160.7019
Imports | 4000 | 4000-Gas | KTOE | HR | 2014 | nrg_103a | 39.1884
Primary production | 5100 | 5100-Nuclear heat | KTOE | BE | 2010 | nrg_104a | 517.7941
Primary production | 5100 | 5100-Nuclear heat | KTOE | BG | 2011 | nrg_104a | 177.1142
Imports | 7200 | 7200-Waste (non-renewable) | KTOE | LV | 2013 | nrg_108a | 2.1143
Primary production | 7200 | 7200-Waste (non-renewable) | KTOE | CY | 2010 | nrg_108a | 0.29726
Primary production | 7200 | 7200-Waste (non-renewable) | KTOE | DK | 2014 | nrg_108a | 17.4255
Primary production | 7200 | 7200-Waste (non-renewable) | KTOE | IE | 2014 | nrg_108a | 2.6377
Primary production | 7200 | 7200-Waste (non-renewable) | KTOE | IT | 2010 | nrg_108a | 43.5888
Primary production | 7200 | 7200-Waste (non-renewable) | KTOE | SE | 2009 | nrg_108a | 18.8657
Primary production | 2210 | 2210-Lignite/Brown Coal | KTOE | DE | 2012 | nrg_110a | 1675.9342
Consumption in BKB / PB Plants | 2210 | 2210-Lignite/Brown Coal | KTOE | DE | 2013 | nrg_110a | 9.8432
Transformation input in Gas Works | 2210 | 2210-Lignite/Brown Coal | KTOE | CZ | 2010 | nrg_110a | 19.791
Imports | 2210 | 2210-Lignite/Brown Coal | KTOE | DE | 2013 | nrg_110a | 0.30145
Imports | 3220 | 3220-Liquified petroleum gas (LPG) | KTOE | AT | 2014 | nrg_102a | 2.9517
Imports | 3220 | 3220-Liquified petroleum gas (LPG) | KTOE | PL | 2011 | nrg_102a | 92.0007
Imports | 3220 | 3220-Liquified petroleum gas (LPG) | KTOE | NO | 2013 | nrg_110a | 6.3597
Imports | 3220 | 3220-Liquified petroleum gas (LPG) | KTOE | CY | 2012 | nrg_102a | 2.5079
Imports | 3220 | 3220-Liquified petroleum gas (LPG) | KTOE | RO | 2012 | nrg_102a | 4.0444
Consumption in Gas Works | 3220 | 3220-Liquified petroleum gas (LPG) | KTOE | UA | 2014 | nrg_102a | 0.41449
Imports | 5544 | 5544-Charcoal | KTOE | CY | 2010 | nrg_107a | 0.30982
Imports | 5544 | 5544-Charcoal | KTOE | PT | 2014 | nrg_107a | 1.21
Imports | 3220 | 3220-Liquified petroleum gas (LPG) | KTOE | BG | 2014 | nrg_110a | 16.0061
Imports | 3220 | 3220-Liquified petroleum gas (LPG) | KTOE | SE | 2014 | nrg_110a | 50.6017
Imports | 5544 | 5544-Charcoal | KTOE | PT | 2013 | nrg_110a | 0.94203
Imports | 3220 | 3220-Liquified petroleum gas (LPG) | KTOE | EL | 2009 | nrg_102a | 1.9301
Imports | 3220 | 3220-Liquified petroleum gas (LPG) | KTOE | ES | 2009 | nrg_102a | 39.8835
Imports | 3220 | 3220-Liquified petroleum gas (LPG) | KTOE | MT | 2011 | nrg_102a | 0.96715
Transformation input in Gas Works | 3220 | 3220-Liquified petroleum gas (LPG) | KTOE | PL | 2011 | nrg_102a | 0.13816
Imports | 5544 | 5544-Charcoal | KTOE | ME | 2011 | nrg_107a | 0.029308
Imports | 3220 | 3220-Liquified petroleum gas (LPG) | KTOE | EE | 2012 | nrg_110a | 0.36425
Imports | 3220 | 3220-Liquified petroleum gas (LPG) | KTOE | EL | 2009 | nrg_110a | 1.9301
Imports | 3220 | 3220-Liquified petroleum gas (LPG) | KTOE | MT | 2013 | nrg_110a | 1.0132
Imports | 5544 | 5544-Charcoal | KTOE | EL | 2013 | nrg_110a | 1.951
Imports | 3220 | 3220-Liquified petroleum gas (LPG) | KTOE | HU | 2010 | nrg_102a | 7.7079
Imports | 3220 | 3220-Liquified petroleum gas (LPG) | KTOE | IE | 2009 | nrg_102a | 3.8686
Imports | 3220 | 3220-Liquified petroleum gas (LPG) | KTOE | IS | 2011 | nrg_102a | 0.13816
Imports | 3220 | 3220-Liquified petroleum gas (LPG) | KTOE | IT | 2014 | nrg_102a | 101.3834
Consumption in Oil and gas extraction | 3220 | 3220-Liquified petroleum gas (LPG) | KTOE | UA | 2012 | nrg_102a | 0.046055
Imports | 3220 | 3220-Liquified petroleum gas (LPG) | KTOE | LU | 2012 | nrg_102a | 0.55266
Imports | 3220 | 3220-Liquified petroleum gas (LPG) | KTOE | TR | 2013 | nrg_102a | 144.1892
Imports | 5544 | 5544-Charcoal | KTOE | IT | 2012 | nrg_107a | 1.8464
Imports | 5544 | 5544-Charcoal | KTOE | NL | 2011 | nrg_107a | 1.2895
Imports | 3220 | 3220-Liquified petroleum gas (LPG) | KTOE | IE | 2014 | nrg_110a | 4.6222
Imports | 3220 | 3220-Liquified petroleum gas (LPG) | KTOE | IT | 2010 | nrg_110a | 94.4835
Imports | 3220 | 3220-Liquified petroleum gas (LPG) | KTOE | NL | 2013 | nrg_110a | 161.3509
Imports | 5544 | 5544-Charcoal | KTOE | LT | 2012 | nrg_110a | 0.029308
Imports | 5544 | 5544-Charcoal | KTOE | NL | 2013 | nrg_110a | 1.771
Imports | 3220 | 3220-Liquified petroleum gas (LPG) | KTOE | FI | 2010 | nrg_102a | 11.8277
Imports | 3220 | 3220-Liquified petroleum gas (LPG) | KTOE | UK | 2011 | nrg_102a | 8.9765
Imports | 3220 | 3220-Liquified petroleum gas (LPG) | KTOE | XK | 2012 | nrg_102a | 1.9804
Imports | 5544 | 5544-Charcoal | KTOE | AT | 2010 | nrg_107a | 0.37263
Imports | 3220 | 3220-Liquified petroleum gas (LPG) | KTOE | AT | 2014 | nrg_110a | 2.9517
Imports | 3220 | 3220-Liquified petroleum gas (LPG) | KTOE | AL | 2011 | nrg_110a | 4.7771
Imports | 3220 | 3220-Liquified petroleum gas (LPG) | KTOE | PL | 2013 | nrg_110a | 94.4375
Imports | 3220 | 3220-Liquified petroleum gas (LPG) | KTOE | RS | 2012 | nrg_102a | 12.7279
Imports | 3220 | 3220-Liquified petroleum gas (LPG) | KTOE | CY | 2012 | nrg_110a | 2.5079
Consumption in Oil and gas extraction | 3220 | 3220-Liquified petroleum gas (LPG) | KTOE | HU | 2013 | nrg_102a | 0.51498
Imports | 3220 | 3220-Liquified petroleum gas (LPG) | KTOE | MK | 2013 | nrg_102a | 2.6251
Imports | 3220 | 3220-Liquified petroleum gas (LPG) | KTOE | ME | 2013 | nrg_110a | 0.65733
Imports | 3220 | 3220-Liquified petroleum gas (LPG) | KTOE | MK | 2012 | nrg_110a | 2.4032
Imports | 3220 | 3220-Liquified petroleum gas (LPG) | KTOE | RO | 2014 | nrg_110a | 6.3556
Consumption in Oil and gas extraction | 3220 | 3220-Liquified petroleum gas (LPG) | KTOE | HU | 2012 | nrg_110a | 0.56522
Imports | 5544 | 5544-Charcoal | KTOE | ME | 2011 | nrg_110a | 0.029308
Imports | 3220 | 3220-Liquified petroleum gas (LPG) | KTOE | DE | 2011 | nrg_102a | 40.0467
Imports | 3220 | 3220-Liquified petroleum gas (LPG) | KTOE | HR | 2012 | nrg_102a | 0.65733
Imports | 3220 | 3220-Liquified petroleum gas (LPG) | KTOE | MD | 2009 | nrg_102a | 2.8052
Imports | 3220 | 3220-Liquified petroleum gas (LPG) | KTOE | NL | 2013 | nrg_102a | 161.3509
Imports | 5544 | 5544-Charcoal | KTOE | LV | 2014 | nrg_107a | 0.058615
Imports | 5544 | 5544-Charcoal | KTOE | LT | 2014 | nrg_107a | 0.12142
Imports | 5544 | 5544-Charcoal | KTOE | UA | 2014 | nrg_107a | 0.029308
Imports | 3220 | 3220-Liquified petroleum gas (LPG) | KTOE | CZ | 2011 | nrg_110a | 3.2406
Imports | 3220 | 3220-Liquified petroleum gas (LPG) | KTOE | FR | 2012 | nrg_110a | 134.0906
Imports | 3220 | 3220-Liquified petroleum gas (LPG) | KTOE | HR | 2013 | nrg_110a | 1.8757
Imports | 3220 | 3220-Liquified petroleum gas (LPG) | KTOE | HU | 2014 | nrg_110a | 11.4216
Imports | 3220 | 3220-Liquified petroleum gas (LPG) | KTOE | LT | 2013 | nrg_110a | 4.9195
Imports | 3220 | 3220-Liquified petroleum gas (LPG) | KTOE | MD | 2011 | nrg_110a | 3.542
Imports | 3220 | 3220-Liquified petroleum gas (LPG) | KTOE | TR | 2010 | nrg_110a | 142.4601
Primary production | 5541 | 5541-Solid biofuels (excluding charcoal) | KTOE | SK | 2011 | nrg_110a | 32.812
Primary production | 3100 | 3100-Crude oil, feedstocks and other hydrocarbons | KTOE | SK | 2011 | nrg_102a | 0.72432
Primary production | 5541 | 5541-Solid biofuels (excluding charcoal) | KTOE | SK | 2010 | nrg_107a | 30.9991
Primary production | 5541 | 5541-Solid biofuels (excluding charcoal) | KTOE | TR | 2014 | nrg_110a | 131.9763
Primary production | 3100 | 3100-Crude oil, feedstocks and other hydrocarbons | KTOE | TR | 2012 | nrg_102a | 102.0909
Primary production | 5541 | 5541-Solid biofuels (excluding charcoal) | KTOE | TR | 2013 | nrg_107a | 179.2369
Imports | 3100 | 3100-Crude oil, feedstocks and other hydrocarbons | KTOE | AL | 2011 | nrg_102a | 4.0612
Imports | 3100 | 3100-Crude oil, feedstocks and other hydrocarbons | KTOE | NO | 2011 | nrg_102a | 53.2059
Imports | 3100 | 3100-Crude oil, feedstocks and other hydrocarbons | KTOE | PL | 2009 | nrg_102a | 900.5095
Imports | 5541 | 5541-Solid biofuels (excluding charcoal) | KTOE | NO | 2009 | nrg_107a | 0.96296
Primary production | 5541 | 5541-Solid biofuels (excluding charcoal) | KTOE | NO | 2012 | nrg_107a | 48.1817
Imports | 5541 | 5541-Solid biofuels (excluding charcoal) | KTOE | AL | 2014 | nrg_107a | 0.43543
Imports | 5541 | 5541-Solid biofuels (excluding charcoal) | KTOE | NO | 2012 | nrg_110a | 1.411
Imports | 3100 | 3100-Crude oil, feedstocks and other hydrocarbons | KTOE | PT | 2013 | nrg_102a | 579.5285
Imports | 3100 | 3100-Crude oil, feedstocks and other hydrocarbons | KTOE | RS | 2012 | nrg_102a | 45.23
Imports | 3192 | 3192-Additives/Oxygenates | KTOE | CZ | 2013 | nrg_102a | 0.71176
Imports | 3192 | 3192-Additives/Oxygenates | KTOE | RO | 2011 | nrg_102a | 6.2174
Primary production | 5541 | 5541-Solid biofuels (excluding charcoal) | KTOE | PL | 2011 | nrg_107a | 265.8869
Consumption in BKB / PB Plants | 5541 | 5541-Solid biofuels (excluding charcoal) | KTOE | LT | 2013 | nrg_107a | 0.0041868
Primary production | 3192 | 3192-Additives/Oxygenates | KTOE | PL | 2012 | nrg_110a | 0.36425
Imports | 3192 | 3192-Additives/Oxygenates | KTOE | PT | 2011 | nrg_110a | 3.81
Imports | 3192 | 3192-Additives/Oxygenates | KTOE | RS | 2010 | nrg_110a | 0.31401
Imports | 3100 | 3100-Crude oil, feedstocks and other hydrocarbons | KTOE | ES | 2011 | nrg_102a | 2376.122
Primary production | 3100 | 3100-Crude oil, feedstocks and other hydrocarbons | KTOE | FR | 2010 | nrg_102a | 49.7141
Primary production | 3100 | 3100-Crude oil, feedstocks and other hydrocarbons | KTOE | HR | 2014 | nrg_102a | 25.4139
Imports | 3100 | 3100-Crude oil, feedstocks and other hydrocarbons | KTOE | RO | 2010 | nrg_102a | 264.8402
Primary production | 5541 | 5541-Solid biofuels (excluding charcoal) | KTOE | ME | 2012 | nrg_107a | 7.8921
Primary production | 5541 | 5541-Solid biofuels (excluding charcoal) | KTOE | XK | 2009 | nrg_107a | 9.7846
Primary production | 5541 | 5541-Solid biofuels (excluding charcoal) | KTOE | BE | 2013 | nrg_110a | 58.1337
Imports | 5541 | 5541-Solid biofuels (excluding charcoal) | KTOE | MK | 2010 | nrg_110a | 0.34332
Consumption in Oil and gas extraction | 3100 | 3100-Crude oil, feedstocks and other hydrocarbons | KTOE | RO | 2009 | nrg_102a | 0.12979
Imports | 3100 | 3100-Crude oil, feedstocks and other hydrocarbons | KTOE | LV | 2014 | nrg_102a | 0.083736
Primary production | 3100 | 3100-Crude oil, feedstocks and other hydrocarbons | KTOE | BG | 2012 | nrg_102a | 0.9839
Primary production | 3100 | 3100-Crude oil, feedstocks and other hydrocarbons | KTOE | IT | 2014 | nrg_102a | 255.2943
Primary production | 3192 | 3192-Additives/Oxygenates | KTOE | RS | 2009 | nrg_102a | 0.37681
Imports | 3192 | 3192-Additives/Oxygenates | KTOE | HR | 2013 | nrg_102a | 3.0731
Primary production | 5541 | 5541-Solid biofuels (excluding charcoal) | KTOE | HU | 2013 | nrg_107a | 59.6033
Imports | 5541 | 5541-Solid biofuels (excluding charcoal) | KTOE | CZ | 2011 | nrg_107a | 3.0312
Imports | 5541 | 5541-Solid biofuels (excluding charcoal) | KTOE | HR | 2010 | nrg_107a | 0.096296
Imports | 5541 | 5541-Solid biofuels (excluding charcoal) | KTOE | LV | 2010 | nrg_107a | 0.13816
Imports | 5541 | 5541-Solid biofuels (excluding charcoal) | KTOE | MD | 2014 | nrg_107a | 0.037681
Primary production | 3192 | 3192-Additives/Oxygenates | KTOE | DE | 2014 | nrg_110a | 45.0918
Primary production | 3192 | 3192-Additives/Oxygenates | KTOE | IT | 2010 | nrg_110a | 20.1469
Imports | 3192 | 3192-Additives/Oxygenates | KTOE | FR | 2012 | nrg_110a | 5.1414
Imports | 3192 | 3192-Additives/Oxygenates | KTOE | SK | 2014 | nrg_110a | 0.1256
Consumption in BKB / PB Plants | 5541 | 5541-Solid biofuels (excluding charcoal) | KTOE | DE | 2010 | nrg_110a | 0.016747
Primary production | 5541 | 5541-Solid biofuels (excluding charcoal) | KTOE | EE | 2009 | nrg_110a | 35.278
Primary production | 5541 | 5541-Solid biofuels (excluding charcoal) | KTOE | SE | 2013 | nrg_110a | 385.6629
Imports | 5541 | 5541-Solid biofuels (excluding charcoal) | KTOE | HR | 2012 | nrg_110a | 0.087923
Imports | 5541 | 5541-Solid biofuels (excluding charcoal) | KTOE | LV | 2010 | nrg_110a | 0.13816
Imports | 5541 | 5541-Solid biofuels (excluding charcoal) | KTOE | LT | 2010 | nrg_110a | 2.0097
Imports | 3100 | 3100-Crude oil, feedstocks and other hydrocarbons | KTOE | AT | 2009 | nrg_102a | 330.0329
Imports | 3100 | 3100-Crude oil, feedstocks and other hydrocarbons | KTOE | FI | 2010 | nrg_102a | 469.5706
Primary production | 3100 | 3100-Crude oil, feedstocks and other hydrocarbons | KTOE | NL | 2009 | nrg_102a | 76.8487
Imports | 3100 | 3100-Crude oil, feedstocks and other hydrocarbons | KTOE | SK | 2012 | nrg_102a | 219.3088
Primary production | 3192 | 3192-Additives/Oxygenates | KTOE | NL | 2010 | nrg_102a | 7.352
Imports | 3192 | 3192-Additives/Oxygenates | KTOE | BE | 2012 | nrg_102a | 1.2602
Imports | 5546 | 5546-Biogasoline | KTOE | SE | 2014 | nrg_110a | 4.9362
Imports | 3283 | 3283-Bitumen | KTOE | AL | 2009 | nrg_110a | 2.9643
Imports | 3283 | 3283-Bitumen | KTOE | AL | 2011 | nrg_102a | 1.1304
Imports | 3283 | 3283-Bitumen | KTOE | NO | 2012 | nrg_102a | 15.0139
Imports | 5546 | 5546-Biogasoline | KTOE | PL | 2013 | nrg_107a | 1.0969
Imports | 3283 | 3283-Bitumen | KTOE | AT | 2013 | nrg_110a | 10.7852
Imports | 3283 | 3283-Bitumen | KTOE | BG | 2011 | nrg_102a | 1.2435
Imports | 3283 | 3283-Bitumen | KTOE | RO | 2014 | nrg_102a | 14.591
Imports | 3283 | 3283-Bitumen | KTOE | PT | 2009 | nrg_102a | 11.8947
Imports | 3283 | 3283-Bitumen | KTOE | PL | 2011 | nrg_102a | 14.7794
Primary production | 5546 | 5546-Biogasoline | KTOE | PL | 2009 | nrg_107a | 3.3997
Imports | 3283 | 3283-Bitumen | KTOE | SE | 2011 | nrg_110a | 5.38
Imports | 3283 | 3283-Bitumen | KTOE | ES | 2010 | nrg_102a | 2.8847
Imports | 3283 | 3283-Bitumen | KTOE | EE | 2014 | nrg_102a | 3.8225
Primary production | 5546 | 5546-Biogasoline | KTOE | AT | 2010 | nrg_107a | 2.5246
Primary production | 5546 | 5546-Biogasoline | KTOE | FR | 2010 | nrg_107a | 19.9292
Primary production | 5546 | 5546-Biogasoline | KTOE | FI | 2010 | nrg_107a | 0.14654
Imports | 3283 | 3283-Bitumen | KTOE | EE | 2013 | nrg_110a | 3.4709
Imports | 3283 | 3283-Bitumen | KTOE | CZ | 2012 | nrg_102a | 10.2493
Imports | 3283 | 3283-Bitumen | KTOE | FR | 2010 | nrg_102a | 39.4271
Imports | 3283 | 3283-Bitumen | KTOE | LU | 2014 | nrg_102a | 1.0467
Imports | 3283 | 3283-Bitumen | KTOE | LT | 2014 | nrg_102a | 1.5617
Primary production | 5546 | 5546-Biogasoline | KTOE | SE | 2014 | nrg_107a | 3.7095
Primary production | 5546 | 5546-Biogasoline | KTOE | RO | 2011 | nrg_107a | 1.457
Imports | 5546 | 5546-Biogasoline | KTOE | DE | 2010 | nrg_107a | 17.7102
Imports | 5546 | 5546-Biogasoline | KTOE | IE | 2010 | nrg_107a | 1.3816
Imports | 5546 | 5546-Biogasoline | KTOE | NL | 2010 | nrg_107a | 5.4261
Imports | 5546 | 5546-Biogasoline | KTOE | UA | 2014 | nrg_107a | 1.0551
Imports | 3283 | 3283-Bitumen | KTOE | LU | 2012 | nrg_110a | 1.2853
Primary production | 5546 | 5546-Biogasoline | KTOE | BE | 2009 | nrg_110a | 1.5994
Primary production | 5546 | 5546-Biogasoline | KTOE | DE | 2011 | nrg_110a | 14.9678
Primary production | 5546 | 5546-Biogasoline | KTOE | HU | 2011 | nrg_110a | 0.63221
Primary production | 5546 | 5546-Biogasoline | KTOE | UK | 2014 | nrg_110a | 10.9987
Imports | 5546 | 5546-Biogasoline | KTOE | CZ | 2014 | nrg_110a | 1.2225
Imports | 5546 | 5546-Biogasoline | KTOE | DE | 2012 | nrg_110a | 18.1288
Imports | 5546 | 5546-Biogasoline | KTOE | HR | 2011 | nrg_110a | 0.054428
Imports | 5546 | 5546-Biogasoline | KTOE | NL | 2009 | nrg_110a | 6.1253
Imports | 5546 | 5546-Biogasoline | KTOE | SK | 2012 | nrg_110a | 0.27633
Imports | 3283 | 3283-Bitumen | KTOE | FI | 2013 | nrg_102a | 1.0551
Imports | 3283 | 3283-Bitumen | KTOE | UK | 2014 | nrg_102a | 18.8364
Imports | 3283 | 3283-Bitumen | KTOE | SI | 2011 | nrg_102a | 3.0019
Primary production | 5546 | 5546-Biogasoline | KTOE | IT | 2014 | nrg_107a | 0.025121
Imports | 5546 | 5546-Biogasoline | KTOE | BE | 2013 | nrg_107a | 0.17585
Imports | 5546 | 5546-Biogasoline | KTOE | FI | 2012 | nrg_107a | 3.6383
Imports | 5546 | 5546-Biogasoline | KTOE | UK | 2011 | nrg_107a | 13.2847
Imports | 3283 | 3283-Bitumen | KTOE | DK | 2013 | nrg_110a | 8.675
Imports | 3283 | 3283-Bitumen | KTOE | FI | 2014 | nrg_110a | 1.0132
Primary production | 5546 | 5546-Biogasoline | KTOE | IT | 2010 | nrg_110a | 3.0061
Imports | 5546 | 5546-Biogasoline | KTOE | BE | 2011 | nrg_110a | 0.18422
Imports | 5546 | 5546-Biogasoline | KTOE | AT | 2012 | nrg_110a | 1.3147
Primary production | 5546 | 5546-Biogasoline | KTOE | SK | 2012 | nrg_107a | 2.1729
Primary production | 5546 | 5546-Biogasoline | KTOE | TR | 2009 | nrg_110a | 0.24283
Imports | 3283 | 3283-Bitumen | KTOE | RO | 2011 | nrg_110a | 19.1965
Imports | 5546 | 5546-Biogasoline | KTOE | EE | 2014 | nrg_110a | 0.24283
Imports | 5546 | 5546-Biogasoline | KTOE | PL | 2009 | nrg_110a | 3.6551
Imports | 3283 | 3283-Bitumen | KTOE | ME | 2014 | nrg_102a | 0.13398
Imports | 3283 | 3283-Bitumen | KTOE | NL | 2011 | nrg_102a | 10.4754
Primary production | 5546 | 5546-Biogasoline | KTOE | UK | 2009 | nrg_107a | 1.6203
Imports | 3283 | 3283-Bitumen | KTOE | MT | 2010 | nrg_110a | 0.19678
Imports | 3283 | 3283-Bitumen | KTOE | CY | 2014 | nrg_102a | 0.84573
Imports | 3283 | 3283-Bitumen | KTOE | DE | 2014 | nrg_102a | 6.477
Imports | 3283 | 3283-Bitumen | KTOE | HU | 2009 | nrg_102a | 2.9056
Imports | 3283 | 3283-Bitumen | KTOE | HR | 2012 | nrg_102a | 3.6509
Imports | 3283 | 3283-Bitumen | KTOE | LV | 2010 | nrg_102a | 2.0097
Imports | 3283 | 3283-Bitumen | KTOE | MD | 2010 | nrg_102a | 0.85829
Imports | 3283 | 3283-Bitumen | KTOE | RS | 2012 | nrg_102a | 0.64477
Imports | 3283 | 3283-Bitumen | KTOE | SK | 2014 | nrg_102a | 4.4966
Primary production | 5546 | 5546-Biogasoline | KTOE | BG | 2014 | nrg_107a | 0.55266
Primary production | 5546 | 5546-Biogasoline | KTOE | CZ | 2009 | nrg_107a | 2.42
Primary production | 5546 | 5546-Biogasoline | KTOE | ES | 2014 | nrg_107a | 10.354
Imports | 5546 | 5546-Biogasoline | KTOE | IT | 2013 | nrg_107a | 0.9839
Imports | 5546 | 5546-Biogasoline | KTOE | HU | 2009 | nrg_107a | 0.29726
Imports | 5546 | 5546-Biogasoline | KTOE | HR | 2013 | nrg_107a | 0.054428
Imports | 3234 | 3234-Gasoline (without bio components) | KTOE | RO | 2014 | nrg_102a | 3.4792
Primary production | 7100 | 7100-Industrial wastes | KTOE | RO | 2011 | nrg_108a | 1.2016
Primary production | 7100 | 7100-Industrial wastes | KTOE | PL | 2010 | nrg_108a | 11.7607
Imports | 3234 | 3234-Gasoline (without bio components) | KTOE | BG | 2010 | nrg_110a | 11.3504
Primary production | 7100 | 7100-Industrial wastes | KTOE | AT | 2010 | nrg_108a | 20.8712
Primary production | 7100 | 7100-Industrial wastes | KTOE | FR | 2014 | nrg_108a | 3.0564
Primary production | 7100 | 7100-Industrial wastes | KTOE | HR | 2011 | nrg_108a | 0.18003
Primary production | 7100 | 7100-Industrial wastes | KTOE | HU | 2012 | nrg_108a | 1.8045
Imports | 3234 | 3234-Gasoline (without bio components) | KTOE | EL | 2011 | nrg_110a | 25.2799
Imports | 3234 | 3234-Gasoline (without bio components) | KTOE | RO | 2012 | nrg_110a | 4.9153
Primary production | 7100 | 7100-Industrial wastes | KTOE | HR | 2014 | nrg_110a | 0.42705
Imports | 3234 | 3234-Gasoline (without bio components) | KTOE | IT | 2011 | nrg_102a | 5.5894
Imports | 3234 | 3234-Gasoline (without bio components) | KTOE | MT | 2012 | nrg_102a | 2.7507
Imports | 3234 | 3234-Gasoline (without bio components) | KTOE | MD | 2013 | nrg_102a | 7.2725
Imports | 3234 | 3234-Gasoline (without bio components) | KTOE | NL | 2010 | nrg_102a | 412.8059
Imports | 3234 | 3234-Gasoline (without bio components) | KTOE | TR | 2013 | nrg_102a | 0.90854
Primary production | 7100 | 7100-Industrial wastes | KTOE | CZ | 2012 | nrg_108a | 7.0715
Primary production | 7100 | 7100-Industrial wastes | KTOE | FI | 2013 | nrg_108a | 2.1185
Primary production | 7100 | 7100-Industrial wastes | KTOE | SI | 2013 | nrg_108a | 1.4528
Imports | 3234 | 3234-Gasoline (without bio components) | KTOE | CZ | 2014 | nrg_110a | 19.7282
Imports | 3234 | 3234-Gasoline (without bio components) | KTOE | IS | 2011 | nrg_110a | 6.5105
Imports | 3234 | 3234-Gasoline (without bio components) | KTOE | TR | 2009 | nrg_110a | 9.2026
Primary production | 7100 | 7100-Industrial wastes | KTOE | CZ | 2014 | nrg_110a | 8.1684
Imports | 7100 | 7100-Industrial wastes | KTOE | LV | 2013 | nrg_110a | 0.30982
Imports | 3234 | 3234-Gasoline (without bio components) | KTOE | SI | 2010 | nrg_102a | 31.7024
Imports | 3234 | 3234-Gasoline (without bio components) | KTOE | XK | 2010 | nrg_102a | 3.5002
Primary production | 7100 | 7100-Industrial wastes | KTOE | LT | 2013 | nrg_108a | 0.15491
Primary production | 7100 | 7100-Industrial wastes | KTOE | LV | 2013 | nrg_108a | 0.083736
Imports | 3234 | 3234-Gasoline (without bio components) | KTOE | FI | 2012 | nrg_110a | 2.667
Imports | 3234 | 3234-Gasoline (without bio components) | KTOE | XK | 2011 | nrg_110a | 3.3662
Imports | 3234 | 3234-Gasoline (without bio components) | KTOE | UK | 2014 | nrg_110a | 155.9457
Primary production | 7100 | 7100-Industrial wastes | KTOE | LU | 2011 | nrg_110a | 0.57778
Primary production | 7100 | 7100-Industrial wastes | KTOE | NO | 2010 | nrg_110a | 0.11304
Imports | 7100 | 7100-Industrial wastes | KTOE | SK | 2014 | nrg_110a | 0.046055
Primary production | 7100 | 7100-Industrial wastes | KTOE | SK | 2014 | nrg_108a | 5.0702
Imports | 3234 | 3234-Gasoline (without bio components) | KTOE | AL | 2014 | nrg_102a | 7.8586
Imports | 3234 | 3234-Gasoline (without bio components) | KTOE | AL | 2013 | nrg_110a | 6.5272
Imports | 7100 | 7100-Industrial wastes | KTOE | PT | 2013 | nrg_110a | 1.0886
Imports | 3234 | 3234-Gasoline (without bio components) | KTOE | ES | 2014 | nrg_110a | 3.4583
Imports | 3234 | 3234-Gasoline (without bio components) | KTOE | MT | 2014 | nrg_110a | 3.3536
Imports | 3234 | 3234-Gasoline (without bio components) | KTOE | NL | 2011 | nrg_110a | 450.8221
Imports | 3234 | 3234-Gasoline (without bio components) | KTOE | MK | 2011 | nrg_110a | 2.7842
Primary production | 7100 | 7100-Industrial wastes | KTOE | BE | 2010 | nrg_110a | 13.829
Primary production | 7100 | 7100-Industrial wastes | KTOE | HU | 2010 | nrg_110a | 1.4486
Imports | 3234 | 3234-Gasoline (without bio components) | KTOE | CZ | 2011 | nrg_102a | 27.0258
Imports | 3234 | 3234-Gasoline (without bio components) | KTOE | LU | 2014 | nrg_102a | 13.1298
Imports | 3234 | 3234-Gasoline (without bio components) | KTOE | LT | 2011 | nrg_102a | 1.1179
Imports | 3234 | 3234-Gasoline (without bio components) | KTOE | LV | 2011 | nrg_102a | 11.2583
Imports | 3234 | 3234-Gasoline (without bio components) | KTOE | SE | 2013 | nrg_102a | 55.8561
Primary production | 7100 | 7100-Industrial wastes | KTOE | DE | 2009 | nrg_108a | 62.8815
Primary production | 7100 | 7100-Industrial wastes | KTOE | PT | 2009 | nrg_108a | 1.704
Imports | 7100 | 7100-Industrial wastes | KTOE | CY | 2012 | nrg_108a | 0.025121
Imports | 7100 | 7100-Industrial wastes | KTOE | LV | 2013 | nrg_108a | 0.30982
Consumption in Coke Ovens | 7100 | 7100-Industrial wastes | KTOE | PL | 2011 | nrg_108a | 0.0083736
Imports | 3234 | 3234-Gasoline (without bio components) | KTOE | HU | 2011 | nrg_110a | 8.0847
Imports | 3234 | 3234-Gasoline (without bio components) | KTOE | LT | 2010 | nrg_110a | 2.6419
Imports | 3234 | 3234-Gasoline (without bio components) | KTOE | IT | 2011 | nrg_110a | 5.5894
Imports | 3234 | 3234-Gasoline (without bio components) | KTOE | SK | 2012 | nrg_110a | 9.6213
Primary production | 7100 | 7100-Industrial wastes | KTOE | CY | 2009 | nrg_110a | 0.27633
Primary production | 7100 | 7100-Industrial wastes | KTOE | BG | 2009 | nrg_110a | 0.24283
Primary production | 7100 | 7100-Industrial wastes | KTOE | IT | 2011 | nrg_110a | 12.2338
Primary production | 7100 | 7100-Industrial wastes | KTOE | PT | 2009 | nrg_110a | 1.704
Imports | 3235 | 3235-Aviation gasoline | KTOE | AT | 2014 | nrg_110a | 0.12979
Imports | 3235 | 3235-Aviation gasoline | KTOE | RS | 2014 | nrg_102a | 0.046055
Imports | 3235 | 3235-Aviation gasoline | KTOE | PT | 2011 | nrg_102a | 0.087923
Imports | 3235 | 3235-Aviation gasoline | KTOE | ES | 2013 | nrg_102a | 0.17585
Imports | 3235 | 3235-Aviation gasoline | KTOE | ES | 2013 | nrg_110a | 0.17585
Imports | 3235 | 3235-Aviation gasoline | KTOE | RO | 2014 | nrg_110a | 0.041868
Imports | 3235 | 3235-Aviation gasoline | KTOE | DE | 2011 | nrg_102a | 0.78293
Imports | 3235 | 3235-Aviation gasoline | KTOE | HR | 2013 | nrg_102a | 0.046055
Imports | 3235 | 3235-Aviation gasoline | KTOE | NL | 2012 | nrg_102a | 0.046055
Imports | 3235 | 3235-Aviation gasoline | KTOE | DE | 2011 | nrg_110a | 0.78293
Imports | 3235 | 3235-Aviation gasoline | KTOE | CZ | 2011 | nrg_110a | 0.041868
Imports | 3235 | 3235-Aviation gasoline | KTOE | HR | 2013 | nrg_110a | 0.046055
Imports | 3235 | 3235-Aviation gasoline | KTOE | PT | 2009 | nrg_110a | 0.13398
Imports | 3235 | 3235-Aviation gasoline | KTOE | EL | 2013 | nrg_110a | 0.087923
Imports | 3235 | 3235-Aviation gasoline | KTOE | FR | 2010 | nrg_110a | 0.61546
Imports | 3235 | 3235-Aviation gasoline | KTOE | LV | 2014 | nrg_110a | 0.046055
Imports | 3235 | 3235-Aviation gasoline | KTOE | BE | 2009 | nrg_102a | 0.13398
Imports | 3235 | 3235-Aviation gasoline | KTOE | BE | 2009 | nrg_110a | 0.13398
Imports | 3235 | 3235-Aviation gasoline | KTOE | DK | 2009 | nrg_110a | 0.087923
Imports | 3235 | 3235-Aviation gasoline | KTOE | SI | 2013 | nrg_110a | 0.046055
Imports | 3235 | 3235-Aviation gasoline | KTOE | NO | 2011 | nrg_102a | 1.5784
Imports | 3235 | 3235-Aviation gasoline | KTOE | PT | 2014 | nrg_102a | 0.046055
Imports | 3235 | 3235-Aviation gasoline | KTOE | EL | 2009 | nrg_102a | 0.25958
Imports | 3235 | 3235-Aviation gasoline | KTOE | DE | 2014 | nrg_102a | 0.56522
Imports | 3235 | 3235-Aviation gasoline | KTOE | FR | 2009 | nrg_102a | 0.13398
Imports | 3235 | 3235-Aviation gasoline | KTOE | DE | 2014 | nrg_110a | 0.56522
Imports | 3235 | 3235-Aviation gasoline | KTOE | CZ | 2014 | nrg_110a | 0.087923
Imports | 3235 | 3235-Aviation gasoline | KTOE | IS | 2009 | nrg_110a | 0.046055
Imports | 3235 | 3235-Aviation gasoline | KTOE | DK | 2009 | nrg_102a | 0.087923
Imports | 3235 | 3235-Aviation gasoline | KTOE | FI | 2012 | nrg_110a | 0.041868
Imports | 3235 | 3235-Aviation gasoline | KTOE | SE | 2013 | nrg_110a | 0.17585
Imports | 3235 | 3235-Aviation gasoline | KTOE | RO | 2012 | nrg_102a | 0.041868
Imports | 3235 | 3235-Aviation gasoline | KTOE | EL | 2010 | nrg_110a | 0.25958
Imports | 3235 | 3235-Aviation gasoline | KTOE | CZ | 2014 | nrg_102a | 0.087923
Imports | 3235 | 3235-Aviation gasoline | KTOE | NL | 2012 | nrg_110a | 0.046055
Imports | 3235 | 3235-Aviation gasoline | KTOE | AT | 2014 | nrg_102a | 0.12979
Imports | 3235 | 3235-Aviation gasoline | KTOE | SI | 2012 | nrg_102a | 0.046055
Imports | 3235 | 3235-Aviation gasoline | KTOE | SI | 2010 | nrg_110a | 0.046055
Imports | 3235 | 3235-Aviation gasoline | KTOE | UK | 2013 | nrg_110a | 0.67407
Imports | 3235 | 3235-Aviation gasoline | KTOE | AT | 2013 | nrg_110a | 0.17166
Imports | 3235 | 3235-Aviation gasoline | KTOE | PT | 2010 | nrg_102a | 0.13398
Imports | 3235 | 3235-Aviation gasoline | KTOE | RO | 2013 | nrg_110a | 0.041868
Imports | 3235 | 3235-Aviation gasoline | KTOE | ES | 2012 | nrg_102a | 0.13398
Imports | 3235 | 3235-Aviation gasoline | KTOE | NL | 2011 | nrg_102a | 0.87923
Imports | 3235 | 3235-Aviation gasoline | KTOE | ES | 2012 | nrg_110a | 0.13398
Imports | 3235 | 3235-Aviation gasoline | KTOE | DE | 2010 | nrg_102a | 0.65314
Imports | 3235 | 3235-Aviation gasoline | KTOE | HR | 2012 | nrg_102a | 0.046055
Imports | 3235 | 3235-Aviation gasoline | KTOE | RS | 2013 | nrg_102a | 0.046055
Imports | 3235 | 3235-Aviation gasoline | KTOE | CZ | 2010 | nrg_110a | 0.087923
Imports | 3235 | 3235-Aviation gasoline | KTOE | DE | 2010 | nrg_110a | 0.65314
Imports | 3235 | 3235-Aviation gasoline | KTOE | HR | 2012 | nrg_110a | 0.046055
Imports | 3235 | 3235-Aviation gasoline | KTOE | SE | 2014 | nrg_102a | 0.046055
Imports | 3235 | 3235-Aviation gasoline | KTOE | UK | 2014 | nrg_102a | 0.72013
Imports | 3235 | 3235-Aviation gasoline | KTOE | AT | 2011 | nrg_110a | 0.25539
Imports | 3235 | 3235-Aviation gasoline | KTOE | RS | 2011 | nrg_102a | 0.046055
Imports | 3235 | 3235-Aviation gasoline | KTOE | RS | 2013 | nrg_110a | 0.046055
Imports | 3235 | 3235-Aviation gasoline | KTOE | ES | 2010 | nrg_102a | 0.26377
Imports | 3235 | 3235-Aviation gasoline | KTOE | ES | 2010 | nrg_110a | 0.26377
Imports | 3235 | 3235-Aviation gasoline | KTOE | PT | 2014 | nrg_110a | 0.046055
Imports | 3235 | 3235-Aviation gasoline | KTOE | RO | 2011 | nrg_110a | 0.041868
Imports | 3235 | 3235-Aviation gasoline | KTOE | HR | 2010 | nrg_102a | 0.046055
Imports | 3235 | 3235-Aviation gasoline | KTOE | IS | 2009 | nrg_102a | 0.046055
Imports | 3235 | 3235-Aviation gasoline | KTOE | NL | 2009 | nrg_102a | 0.52754
Imports | 3235 | 3235-Aviation gasoline | KTOE | HR | 2010 | nrg_110a | 0.046055
Imports | 3235 | 3235-Aviation gasoline | KTOE | BE | 2014 | nrg_102a | 0.087923
Imports | 3235 | 3235-Aviation gasoline | KTOE | SE | 2012 | nrg_102a | 0.13398
Imports | 3235 | 3235-Aviation gasoline | KTOE | UK | 2012 | nrg_102a | 0.85411
Imports | 3235 | 3235-Aviation gasoline | KTOE | DK | 2014 | nrg_110a | 0.087923
Imports | 3235 | 3235-Aviation gasoline | KTOE | BE | 2014 | nrg_110a | 0.087923
Imports | 3235 | 3235-Aviation gasoline | KTOE | NO | 2011 | nrg_110a | 1.5784
Transformation output from Coke Ovens | 2130 | 2130-Coal Tar | KTOE | PL | 2009 | nrg_110a | 11.8361
Transformation output from Coke Ovens | 2130 | 2130-Coal Tar | KTOE | NL | 2013 | nrg_110a | 3.2406
Imports | 3244 | 3244-Other kerosene | KTOE | IE | 2013 | nrg_110a | 20.8168
Primary production | 5534 | 5534-Solar photovoltaic | KTOE | ES | 2009 | nrg_110a | 21.4615
Primary production | 5534 | 5534-Solar photovoltaic | KTOE | IE | 2013 | nrg_110a | 0.0041868
Primary production | 55431 | 55431-Municipal waste (renewable) | KTOE | BE | 2010 | nrg_110a | 13.7913
Primary production | 55431 | 55431-Municipal waste (renewable) | KTOE | DK | 2010 | nrg_110a | 20.7875
Primary production | 55431 | 55431-Municipal waste (renewable) | KTOE | IS | 2010 | nrg_110a | 0.016747
Primary production | 55431 | 55431-Municipal waste (renewable) | KTOE | RO | 2014 | nrg_110a | 0.079549
Imports | 55431 | 55431-Municipal waste (renewable) | KTOE | HU | 2013 | nrg_110a | 0.36006
Imports | 2130 | 2130-Coal Tar | KTOE | BE | 2010 | nrg_101a | 5.9201
Transformation output from Coke Ovens | 2130 | 2130-Coal Tar | KTOE | AT | 2013 | nrg_101a | 1.771
Transformation output from Coke Ovens | 2130 | 2130-Coal Tar | KTOE | BE | 2009 | nrg_101a | 1.8087
Primary production | 2200 | 2200-Lignite and Derivatives | KTOE | LV | 2014 | nrg_101a | 0.050242
Transformation input in BKB / PB Plants | 2200 | 2200-Lignite and Derivatives | KTOE | BG | 2014 | nrg_101a | 50.1118
Transformation input in BKB / PB Plants | 2200 | 2200-Lignite and Derivatives | KTOE | UA | 2014 | nrg_101a | 3.7932
Imports | 2200 | 2200-Lignite and Derivatives | KTOE | SI | 2009 | nrg_101a | 1.8087
Imports | 2200 | 2200-Lignite and Derivatives | KTOE | XK | 2014 | nrg_101a | 0.0083736
Consumption in Coal Mines | 2200 | 2200-Lignite and Derivatives | KTOE | CZ | 2010 | nrg_101a | 11.6058
Transformation output from BKB / PB Plants | 2200 | 2200-Lignite and Derivatives | KTOE | DE | 2011 | nrg_101a | 138.4407
Transformation output from BKB / PB Plants | 2200 | 2200-Lignite and Derivatives | KTOE | EE | 2013 | nrg_101a | 1.1221
Transformation output from BKB / PB Plants | 2200 | 2200-Lignite and Derivatives | KTOE | IE | 2009 | nrg_101a | 4.8609
Consumption in Coal Mines | 3244 | 3244-Other kerosene | KTOE | UA | 2011 | nrg_102a | 0.25539
Primary production | 5534 | 5534-Solar photovoltaic | KTOE | NL | 2011 | nrg_107a | 0.37681
Imports | 5545 | 5545-Liquid biofuels | KTOE | DK | 2009 | nrg_107a | 0.23865
Imports | 5545 | 5545-Liquid biofuels | KTOE | UK | 2010 | nrg_107a | 39.4522
Primary production | 5545 | 5545-Liquid biofuels | KTOE | LT | 2014 | nrg_107a | 4.6892
Transformation output from Coke Ovens | 2130 | 2130-Coal Tar | KTOE | CZ | 2013 | nrg_110a | 7.2767
Transformation output from Coke Ovens | 2130 | 2130-Coal Tar | KTOE | UA | 2011 | nrg_110a | 33.1008
Imports | 3244 | 3244-Other kerosene | KTOE | SK | 2009 | nrg_110a | 0.30145
Imports | 3244 | 3244-Other kerosene | KTOE | UK | 2010 | nrg_110a | 42.63
Imports | 3244 | 3244-Other kerosene | KTOE | FI | 2014 | nrg_110a | 10.9527
Consumption in Coal Mines | 3244 | 3244-Other kerosene | KTOE | UA | 2012 | nrg_110a | 0.083736
Primary production | 5534 | 5534-Solar photovoltaic | KTOE | LT | 2013 | nrg_110a | 0.16329
Primary production | 5534 | 5534-Solar photovoltaic | KTOE | LU | 2014 | nrg_110a | 0.33913
Primary production | 5534 | 5534-Solar photovoltaic | KTOE | MT | 2011 | nrg_110a | 0.016747
Primary production | 55431 | 55431-Municipal waste (renewable) | KTOE | IT | 2009 | nrg_110a | 28.7214
Primary production | 55431 | 55431-Municipal waste (renewable) | KTOE | LU | 2010 | nrg_110a | 0.42287
Primary production | 5534 | 5534-Solar photovoltaic | KTOE | SI | 2013 | nrg_110a | 0.77456
Primary production | 5545 | 5545-Liquid biofuels | KTOE | SI | 2009 | nrg_107a | 0.25958
Primary production | 2200 | 2200-Lignite and Derivatives | KTOE | SK | 2011 | nrg_101a | 25.1878
Primary production | 55431 | 55431-Municipal waste (renewable) | KTOE | SK | 2010 | nrg_110a | 0.90854
Primary production | 5545 | 5545-Liquid biofuels | KTOE | SK | 2014 | nrg_107a | 6.1546
Primary production | 2200 | 2200-Lignite and Derivatives | KTOE | TR | 2014 | nrg_101a | 614.3417
Primary production | 5545 | 5545-Liquid biofuels | KTOE | TR | 2009 | nrg_107a | 0.28052
Primary production | 5534 | 5534-Solar photovoltaic | KTOE | UA | 2011 | nrg_107a | 0.10886
Imports | 2130 | 2130-Coal Tar | KTOE | PL | 2013 | nrg_101a | 0.11304
Transformation input in BKB / PB Plants | 2200 | 2200-Lignite and Derivatives | KTOE | EE | 2011 | nrg_101a | 1.2519
Imports | 2200 | 2200-Lignite and Derivatives | KTOE | PL | 2014 | nrg_101a | 2.8345
Primary production | 55431 | 55431-Municipal waste (renewable) | KTOE | PL | 2010 | nrg_107a | 0.12142
Imports | 2130 | 2130-Coal Tar | KTOE | AT | 2010 | nrg_110a | 0.075362
Imports | 3244 | 3244-Other kerosene | KTOE | PL | 2011 | nrg_110a | 0.041868
Imports | 3244 | 3244-Other kerosene | KTOE | AT | 2012 | nrg_110a | 0.25958
Primary production | 55431 | 55431-Municipal waste (renewable) | KTOE | NO | 2012 | nrg_110a | 7.5321
Consumption in Gas Works | 2130 | 2130-Coal Tar | KTOE | CZ | 2011 | nrg_101a | 1.8464
Imports | 3244 | 3244-Other kerosene | KTOE | RO | 2014 | nrg_102a | 0.12979
Imports | 2130 | 2130-Coal Tar | KTOE | CZ | 2014 | nrg_110a | 11.3839
Imports | 3244 | 3244-Other kerosene | KTOE | RO | 2009 | nrg_110a | 0.041868
Imports | 3244 | 3244-Other kerosene | KTOE | PT | 2011 | nrg_110a | 0.041868
Primary production | 55431 | 55431-Municipal waste (renewable) | KTOE | PL | 2011 | nrg_110a | 1.3398
Transformation output from Coke Ovens | 2130 | 2130-Coal Tar | KTOE | ES | 2010 | nrg_101a | 3.0145
Primary production | 2200 | 2200-Lignite and Derivatives | KTOE | AT | 2011 | nrg_101a | 0.0083736
Imports | 3000 | 3000-Total petroleum products | KTOE | PT | 2011 | nrg_100a | 624.3733
Consumption in Oil and gas extraction | 3000 | 3000-Total petroleum products | KTOE | LT | 2013 | nrg_100a | 0.041868
Consumption in Pipeline transport | 3000 | 3000-Total petroleum products | KTOE | PL | 2014 | nrg_100a | 0.041868
Transformation input in Coke Ovens | 2000 | 2000-Solid fuels | KTOE | FI | 2012 | nrg_101a | 36.0693
Transformation input in Coke Ovens | 2000 | 2000-Solid fuels | KTOE | PL | 2013 | nrg_101a | 373.0439
Transformation input in Coke Ovens | 2000 | 2000-Solid fuels | KTOE | NL | 2013 | nrg_101a | 80.4494
Transformation input in Coke Ovens | 2000 | 2000-Solid fuels | KTOE | UK | 2011 | nrg_101a | 160.3837
Transformation input in Patent Fuel Plants | 2000 | 2000-Solid fuels | KTOE | BG | 2014 | nrg_101a | 0.5066
Primary production | 2000 | 2000-Solid fuels | KTOE | DE | 2013 | nrg_101a | 1886.3502
Primary production | 2000 | 2000-Solid fuels | KTOE | HU | 2013 | nrg_101a | 67.4787
Primary production | 2000 | 2000-Solid fuels | KTOE | IE | 2009 | nrg_101a | 23.467
Primary production | 2000 | 2000-Solid fuels | KTOE | UK | 2009 | nrg_101a | 421.4726
Imports | 2000 | 2000-Solid fuels | KTOE | DK | 2012 | nrg_101a | 97.004
Imports | 2000 | 2000-Solid fuels | KTOE | HR | 2012 | nrg_101a | 23.2284
Imports | 2000 | 2000-Solid fuels | KTOE | IS | 2009 | nrg_101a | 3.8225
Imports | 2000 | 2000-Solid fuels | KTOE | UA | 2010 | nrg_101a | 327.3198
Consumption in Coal Mines | 2000 | 2000-Solid fuels | KTOE | CZ | 2013 | nrg_101a | 9.8432
Consumption in Coal Mines | 2000 | 2000-Solid fuels | KTOE | UK | 2012 | nrg_101a | 0.10048
Consumption in Coke Ovens | 2000 | 2000-Solid fuels | KTOE | IT | 2014 | nrg_101a | 0.18422
Consumption in BKB / PB Plants | 2000 | 2000-Solid fuels | KTOE | LT | 2014 | nrg_101a | 0.01256
Consumption in BKB / PB Plants | 2000 | 2000-Solid fuels | KTOE | UA | 2009 | nrg_101a | 0.18003
Primary production | 3000 | 3000-Total petroleum products | KTOE | DE | 2013 | nrg_102a | 157.5325
Primary production | 3000 | 3000-Total petroleum products | KTOE | EL | 2014 | nrg_102a | 2.7256
Imports | 3000 | 3000-Total petroleum products | KTOE | DE | 2013 | nrg_102a | 5353.724
Imports | 3000 | 3000-Total petroleum products | KTOE | LT | 2012 | nrg_102a | 430.3109
Imports | 3000 | 3000-Total petroleum products | KTOE | IT | 2009 | nrg_102a | 3986.0262
Primary production | 2000 | 2000-Solid fuels | KTOE | SK | 2009 | nrg_100a | 27.3524
Primary production | 3000 | 3000-Total petroleum products | KTOE | SK | 2014 | nrg_100a | 0.49404
Primary production | 2000 | 2000-Solid fuels | KTOE | SK | 2011 | nrg_101a | 25.1878
Primary production | 2000 | 2000-Solid fuels | KTOE | TR | 2010 | nrg_100a | 733.699
Primary production | 3000 | 3000-Total petroleum products | KTOE | TR | 2011 | nrg_102a | 100.7009
Imports | 2000 | 2000-Solid fuels | KTOE | AL | 2012 | nrg_101a | 6.7491
Primary production | 3000 | 3000-Total petroleum products | KTOE | NO | 2010 | nrg_102a | 4179.4731
Consumption in Oil and gas extraction | 3000 | 3000-Total petroleum products | KTOE | SK | 2009 | nrg_102a | 0.041868
Imports | 2000 | 2000-Solid fuels | KTOE | PL | 2009 | nrg_110a | 273.6911
Imports | 2000 | 2000-Solid fuels | KTOE | NO | 2011 | nrg_110a | 32.8915
Transformation input in BKB / PB Plants | 2000 | 2000-Solid fuels | KTOE | RS | 2013 | nrg_110a | 16.5086
Consumption in Oil and gas extraction | 3000 | 3000-Total petroleum products | KTOE | UA | 2012 | nrg_110a | 1.951
Imports | 2000 | 2000-Solid fuels | KTOE | AL | 2009 | nrg_100a | 4.1073
Imports | 3000 | 3000-Total petroleum products | KTOE | AL | 2010 | nrg_100a | 45.2886
Transformation input in Coke Ovens | 2000 | 2000-Solid fuels | KTOE | DE | 2013 | nrg_101a | 317.0119
Imports | 2000 | 2000-Solid fuels | KTOE | CY | 2014 | nrg_101a | 0.11723
Primary production | 3000 | 3000-Total petroleum products | KTOE | PL | 2009 | nrg_102a | 28.9685
Imports | 3000 | 3000-Total petroleum products | KTOE | RO | 2012 | nrg_102a | 334.2239
Transformation input in Coke Ovens | 3000 | 3000-Total petroleum products | KTOE | DE | 2013 | nrg_102a | 31.6606
Consumption in Gas Works | 3000 | 3000-Total petroleum products | KTOE | UA | 2009 | nrg_102a | 0.17166
Consumption in Pipeline transport | 3000 | 3000-Total petroleum products | KTOE | UA | 2012 | nrg_102a | 0.25539
Imports | 2000 | 2000-Solid fuels | KTOE | CY | 2010 | nrg_110a | 0.46055
Imports | 3000 | 3000-Total petroleum products | KTOE | BG | 2010 | nrg_110a | 318.2638
Imports | 3000 | 3000-Total petroleum products | KTOE | RO | 2012 | nrg_110a | 334.2239
Primary production | 2000 | 2000-Solid fuels | KTOE | MK | 2011 | nrg_100a | 59.0464
Transformation input in Coke Ovens | 2000 | 2000-Solid fuels | KTOE | CZ | 2009 | nrg_100a | 88.3289
Transformation input in Coke Ovens | 3000 | 3000-Total petroleum products | KTOE | DE | 2009 | nrg_100a | 22.5208
Imports | 3000 | 3000-Total petroleum products | KTOE | CY | 2009 | nrg_100a | 120.5422
Imports | 3000 | 3000-Total petroleum products | KTOE | RS | 2012 | nrg_100a | 104.737
Consumption in Coal Mines | 3000 | 3000-Total petroleum products | KTOE | ES | 2013 | nrg_100a | 0.81643
Transformation output from Coke Ovens | 2000 | 2000-Solid fuels | KTOE | FR | 2012 | nrg_101a | 95.0362
Transformation input in Coke Ovens | 2000 | 2000-Solid fuels | KTOE | HU | 2012 | nrg_101a | 42.4123
Transformation input in Patent Fuel Plants | 2000 | 2000-Solid fuels | KTOE | HU | 2009 | nrg_101a | 0.19259
Transformation input in Patent Fuel Plants | 2000 | 2000-Solid fuels | KTOE | UA | 2014 | nrg_101a | 1.39
Transformation input in BKB / PB Plants | 2000 | 2000-Solid fuels | KTOE | DE | 2014 | nrg_101a | 151.3486
Consumption in Coal Mines | 2000 | 2000-Solid fuels | KTOE | HU | 2013 | nrg_101a | 0.079549
Imports | 2115 | 2115-Anthracite | KTOE | XK | 2011 | nrg_101a | 1.0802
Consumption in Coal Mines | 2115 | 2115-Anthracite | KTOE | UA | 2014 | nrg_101a | 0.16747
Imports | 5200 | 5200-Derived heat | KTOE | DK | 2014 | nrg_106a | 0.14235
Consumption in Coal Mines | 5200 | 5200-Derived heat | KTOE | UA | 2009 | nrg_106a | 12.7153
Consumption in Coke Ovens | 5200 | 5200-Derived heat | KTOE | UA | 2011 | nrg_106a | 23.4335
Consumption in Oil and gas extraction | 5200 | 5200-Derived heat | KTOE | DE | 2010 | nrg_106a | 0.025121
Consumption in Coal Mines | 5200 | 5200-Derived heat | KTOE | DE | 2012 | nrg_100a | 0.25121
Imports | 2115 | 2115-Anthracite | KTOE | AL | 2014 | nrg_101a | 3.6174
Consumption in Oil and gas extraction | 5200 | 5200-Derived heat | KTOE | UA | 2012 | nrg_106a | 1.7668
Imports | 2115 | 2115-Anthracite | KTOE | AL | 2009 | nrg_110a | 4.1073
Imports | 2115 | 2115-Anthracite | KTOE | RO | 2011 | nrg_101a | 3.7807
Imports | 5200 | 5200-Derived heat | KTOE | CZ | 2013 | nrg_106a | 0.016747
Consumption in Gas Works | 5200 | 5200-Derived heat | KTOE | UA | 2011 | nrg_106a | 0.6657
Consumption in BKB / PB Plants | 5200 | 5200-Derived heat | KTOE | LT | 2014 | nrg_110a | 0.0041868
Consumption in Gas Works | 5200 | 5200-Derived heat | KTOE | CZ | 2014 | nrg_110a | 3.4374
Consumption in Gas Works | 5200 | 5200-Derived heat | KTOE | CZ | 2013 | nrg_100a | 2.8093
Imports | 2115 | 2115-Anthracite | KTOE | ES | 2010 | nrg_101a | 22.3324
Consumption in Coal Mines | 5200 | 5200-Derived heat | KTOE | PL | 2014 | nrg_106a | 3.7681
Consumption in Oil and gas extraction | 5200 | 5200-Derived heat | KTOE | IT | 2011 | nrg_106a | 0.72432
Consumption in Oil and gas extraction | 5200 | 5200-Derived heat | KTOE | IT | 2009 | nrg_100a | 0.82899
Consumption in Coal Mines | 5200 | 5200-Derived heat | KTOE | EE | 2010 | nrg_100a | 0.054428
Primary production | 2115 | 2115-Anthracite | KTOE | ES | 2014 | nrg_101a | 25.9372
Imports | 2115 | 2115-Anthracite | KTOE | CZ | 2012 | nrg_101a | 3.5253
Imports | 2115 | 2115-Anthracite | KTOE | IE | 2009 | nrg_101a | 2.2525
Imports | 2115 | 2115-Anthracite | KTOE | LT | 2012 | nrg_101a | 0.025121
Imports | 2115 | 2115-Anthracite | KTOE | MD | 2014 | nrg_101a | 2.5246
Imports | 2115 | 2115-Anthracite | KTOE | LV | 2013 | nrg_101a | 0.10886
Consumption in Coal Mines | 5200 | 5200-Derived heat | KTOE | SK | 2014 | nrg_106a | 0.066989
Consumption in Gas Works | 5200 | 5200-Derived heat | KTOE | PL | 2011 | nrg_106a | 0.020934
Consumption in Oil and gas extraction | 5200 | 5200-Derived heat | KTOE | RO | 2012 | nrg_106a | 0.029308
Consumption in Oil and gas extraction | 5200 | 5200-Derived heat | KTOE | PL | 2012 | nrg_106a | 0.025121
Imports | 2115 | 2115-Anthracite | KTOE | CZ | 2012 | nrg_110a | 3.5253
Imports | 2115 | 2115-Anthracite | KTOE | HR | 2014 | nrg_110a | 0.054428
Imports | 2115 | 2115-Anthracite | KTOE | LT | 2010 | nrg_110a | 0.075362
Imports | 2115 | 2115-Anthracite | KTOE | LU | 2012 | nrg_110a | 0.32238
Imports | 2115 | 2115-Anthracite | KTOE | MD | 2010 | nrg_110a | 2.8973
Imports | 2115 | 2115-Anthracite | KTOE | NL | 2013 | nrg_110a | 4.7478
Transformation input in Patent Fuel Plants | 2115 | 2115-Anthracite | KTOE | BG | 2014 | nrg_110a | 0.4773
Imports | 5200 | 5200-Derived heat | KTOE | SK | 2014 | nrg_110a | 0.075362
Consumption in BKB / PB Plants | 5200 | 5200-Derived heat | KTOE | DE | 2010 | nrg_110a | 0.43543
Consumption in Coal Mines | 5200 | 5200-Derived heat | KTOE | DE | 2013 | nrg_110a | 0.25539
Consumption in Coal Mines | 5200 | 5200-Derived heat | KTOE | PL | 2013 | nrg_110a | 4.7604
Consumption in Coke Ovens | 5200 | 5200-Derived heat | KTOE | CZ | 2013 | nrg_100a | 1.7459
Consumption in Coke Ovens | 5200 | 5200-Derived heat | KTOE | IT | 2013 | nrg_100a | 0.18003
Consumption in Coke Ovens | 5200 | 5200-Derived heat | KTOE | PL | 2012 | nrg_100a | 0.71594
Consumption in BKB / PB Plants | 5200 | 5200-Derived heat | KTOE | BG | 2010 | nrg_100a | 7.3604
Consumption in Gas Works | 5200 | 5200-Derived heat | KTOE | PL | 2011 | nrg_100a | 0.020934
Imports | 2115 | 2115-Anthracite | KTOE | BE | 2010 | nrg_101a | 21.9598
Imports | 2115 | 2115-Anthracite | KTOE | UA | 2012 | nrg_101a | 0.69501
Imports | 5200 | 5200-Derived heat | KTOE | SK | 2014 | nrg_106a | 0.075362
Consumption in Coke Ovens | 5200 | 5200-Derived heat | KTOE | SK | 2012 | nrg_106a | 1.1597
Consumption in Coal Mines | 5200 | 5200-Derived heat | KTOE | DE | 2009 | nrg_106a | 0.41868
Consumption in Coal Mines | 5200 | 5200-Derived heat | KTOE | CZ | 2011 | nrg_106a | 4.1366
Imports | 2115 | 2115-Anthracite | KTOE | AT | 2012 | nrg_110a | 0.18003
Consumption in Coke Ovens | 5200 | 5200-Derived heat | KTOE | UA | 2010 | nrg_110a | 22.1649
Consumption in Oil and gas extraction | 5200 | 5200-Derived heat | KTOE | DE | 2014 | nrg_110a | 0.029308
Consumption in Coal Mines | 5200 | 5200-Derived heat | KTOE | CZ | 2012 | nrg_110a | 4.191
Consumption in Coal Mines | 5200 | 5200-Derived heat | KTOE | UA | 2009 | nrg_110a | 12.7153
Consumption in Oil and gas extraction | 5200 | 5200-Derived heat | KTOE | DE | 2013 | nrg_100a | 0.029308
Consumption in Coal Mines | 5200 | 5200-Derived heat | KTOE | BG | 2012 | nrg_100a | 0.10048
Imports | 2115 | 2115-Anthracite | KTOE | AT | 2012 | nrg_101a | 0.18003
Imports | 2115 | 2115-Anthracite | KTOE | BG | 2010 | nrg_101a | 34.0931
Imports | 2115 | 2115-Anthracite | KTOE | RS | 2011 | nrg_101a | 0.40193
Imports | 2115 | 2115-Anthracite | KTOE | PT | 2009 | nrg_101a | 0.71176
Consumption in Gas Works | 5200 | 5200-Derived heat | KTOE | CZ | 2009 | nrg_106a | 3.3034
Imports | 2115 | 2115-Anthracite | KTOE | PT | 2012 | nrg_110a | 0.77874
Primary production | 3000 | 3000-Total petroleum products | KTOE | FR | 2014 | nrg_102a | 44.6857
Primary production | 3000 | 3000-Total petroleum products | KTOE | HR | 2014 | nrg_102a | 25.4139
Imports | 3000 | 3000-Total petroleum products | KTOE | EE | 2013 | nrg_102a | 70.2043
Imports | 3000 | 3000-Total petroleum products | KTOE | ME | 2013 | nrg_102a | 12.0203
Imports | 3000 | 3000-Total petroleum products | KTOE | PT | 2009 | nrg_102a | 643.373
Transformation input in Gas Works | 3000 | 3000-Total petroleum products | KTOE | PL | 2013 | nrg_102a | 0.09211
Consumption in Coal Mines | 2000 | 2000-Solid fuels | KTOE | RO | 2009 | nrg_110a | 0.12142
Primary production | 2000 | 2000-Solid fuels | KTOE | AL | 2009 | nrg_110a | 0.10048
Primary production | 2000 | 2000-Solid fuels | KTOE | AT | 2009 | nrg_110a | 0.0083736
Primary production | 2000 | 2000-Solid fuels | KTOE | FI | 2010 | nrg_110a | 75.6848
Imports | 2000 | 2000-Solid fuels | KTOE | EL | 2014 | nrg_110a | 8.3443
Imports | 2000 | 2000-Solid fuels | KTOE | EE | 2009 | nrg_110a | 1.0006
Imports | 2000 | 2000-Solid fuels | KTOE | MK | 2009 | nrg_110a | 2.0683
Imports | 2000 | 2000-Solid fuels | KTOE | PT | 2009 | nrg_110a | 127.8816
Transformation input in Patent Fuel Plants | 2000 | 2000-Solid fuels | KTOE | UK | 2012 | nrg_110a | 4.6934
Transformation input in Coke Ovens | 2000 | 2000-Solid fuels | KTOE | AT | 2014 | nrg_110a | 51.6065
Transformation output from Coke Ovens | 2000 | 2000-Solid fuels | KTOE | ES | 2010 | nrg_110a | 61.4706
Imports | 3000 | 3000-Total petroleum products | KTOE | ME | 2011 | nrg_110a | 13.0126
Primary production | 3000 | 3000-Total petroleum products | KTOE | AT | 2013 | nrg_110a | 36.4168
Primary production | 3000 | 3000-Total petroleum products | KTOE | AL | 2011 | nrg_110a | 36.714
Primary production | 3000 | 3000-Total petroleum products | KTOE | FI | 2013 | nrg_110a | 2.9768
Primary production | 3000 | 3000-Total petroleum products | KTOE | UA | 2014 | nrg_110a | 118.8507
Consumption in Oil and gas extraction | 3000 | 3000-Total petroleum products | KTOE | HU | 2012 | nrg_110a | 0.56522
Consumption in Coal Mines | 3000 | 3000-Total petroleum products | KTOE | MK | 2012 | nrg_110a | 0.087923
Consumption in Coal Mines | 3000 | 3000-Total petroleum products | KTOE | RO | 2014 | nrg_110a | 0.041868
Consumption in Pipeline transport | 3000 | 3000-Total petroleum products | KTOE | PL | 2011 | nrg_110a | 0.041868
Transformation output from Coke Ovens | 2000 | 2000-Solid fuels | KTOE | FI | 2014 | nrg_100a | 26.7034
Transformation output from Coke Ovens | 2000 | 2000-Solid fuels | KTOE | FR | 2010 | nrg_100a | 92.3692
Primary production | 3000 | 3000-Total petroleum products | KTOE | AL | 2013 | nrg_100a | 48.9856
Primary production | 3000 | 3000-Total petroleum products | KTOE | UK | 2009 | nrg_100a | 2942.0309
Primary production | 2000 | 2000-Solid fuels | KTOE | AT | 2013 | nrg_100a | 0.0083736
Imports | 2000 | 2000-Solid fuels | KTOE | EL | 2012 | nrg_100a | 8.0554
Imports | 2000 | 2000-Solid fuels | KTOE | RO | 2011 | nrg_100a | 48.1608
Transformation output from Patent Fuel Plants | 2000 | 2000-Solid fuels | KTOE | UA | 2014 | nrg_100a | 2.1101
Consumption in Coal Mines | 2000 | 2000-Solid fuels | KTOE | RO | 2012 | nrg_100a | 0.050242
Transformation input in Gas Works | 3000 | 3000-Total petroleum products | KTOE | PL | 2011 | nrg_100a | 0.13816
Imports | 3000 | 3000-Total petroleum products | KTOE | MK | 2014 | nrg_100a | 44.9118
Imports | 3000 | 3000-Total petroleum products | KTOE | PT | 2010 | nrg_100a | 640.5553
Consumption in Pipeline transport | 3000 | 3000-Total petroleum products | KTOE | PL | 2013 | nrg_100a | 0.041868
Transformation output from Coke Ovens | 2000 | 2000-Solid fuels | KTOE | SK | 2009 | nrg_101a | 47.0178
Transformation input in Coke Ovens | 2000 | 2000-Solid fuels | KTOE | FI | 2011 | nrg_101a | 35.6004
Transformation input in Coke Ovens | 2000 | 2000-Solid fuels | KTOE | PL | 2012 | nrg_101a | 352.516
Transformation input in Coke Ovens | 2000 | 2000-Solid fuels | KTOE | NL | 2012 | nrg_101a | 78.6155
Transformation input in Coke Ovens | 2000 | 2000-Solid fuels | KTOE | UK | 2010 | nrg_101a | 164.7296
Transformation input in Gas Works | 2000 | 2000-Solid fuels | KTOE | EE | 2013 | nrg_101a | 10.781
Transformation input in BKB / PB Plants | 2000 | 2000-Solid fuels | KTOE | FI | 2013 | nrg_101a | 0.30982
Primary production | 2000 | 2000-Solid fuels | KTOE | DE | 2012 | nrg_101a | 1992.7619
Primary production | 2000 | 2000-Solid fuels | KTOE | HU | 2012 | nrg_101a | 67.2609
Imports | 2000 | 2000-Solid fuels | KTOE | DK | 2011 | nrg_101a | 150.2391
Imports | 2000 | 2000-Solid fuels | KTOE | HR | 2011 | nrg_101a | 28.9601
Imports | 2000 | 2000-Solid fuels | KTOE | UA | 2009 | nrg_101a | 215.8295
Imports | 2000 | 2000-Solid fuels | KTOE | TR | 2014 | nrg_101a | 812.1931
Consumption in Coal Mines | 2000 | 2000-Solid fuels | KTOE | CZ | 2012 | nrg_101a | 11.4007
Consumption in Coal Mines | 2000 | 2000-Solid fuels | KTOE | RO | 2014 | nrg_101a | 0.0083736
Consumption in Coal Mines | 2000 | 2000-Solid fuels | KTOE | UK | 2011 | nrg_101a | 0.10048
Consumption in Coke Ovens | 2000 | 2000-Solid fuels | KTOE | IT | 2013 | nrg_101a | 1.457
Primary production | 3000 | 3000-Total petroleum products | KTOE | DE | 2012 | nrg_102a | 158.5541
Primary production | 3000 | 3000-Total petroleum products | KTOE | EL | 2013 | nrg_102a | 2.9517
Imports | 3000 | 3000-Total petroleum products | KTOE | LT | 2011 | nrg_102a | 433.518
Imports | 3000 | 3000-Total petroleum products | KTOE | HU | 2010 | nrg_102a | 323.7652
Imports | 3000 | 3000-Total petroleum products | KTOE | LU | 2011 | nrg_102a | 122.6314
Imports | 3000 | 3000-Total petroleum products | KTOE | NL | 2013 | nrg_102a | 6009.2931
Primary production | 5532 | 5532-Solar thermal | KTOE | MT | 2009 | nrg_107a | 0.037681
Imports | 3281 | 3281-White Spirit and SBP | KTOE | SI | 2013 | nrg_110a | 0.087923
Imports | 3281 | 3281-White Spirit and SBP | KTOE | UK | 2011 | nrg_110a | 4.2287
Imports | 3282 | 3282-Lubricants | KTOE | BG | 2012 | nrg_110a | 1.4821
Imports | 3282 | 3282-Lubricants | KTOE | DK | 2014 | nrg_110a | 2.3027
Imports | 3282 | 3282-Lubricants | KTOE | FR | 2012 | nrg_110a | 34.6918
Primary production | 5532 | 5532-Solar thermal | KTOE | LU | 2012 | nrg_110a | 0.09211
Primary production | 5532 | 5532-Solar thermal | KTOE | MT | 2009 | nrg_110a | 0.037681
Imports | 2230 | 2230-BKB (brown coal briquettes) | KTOE | PL | 2012 | nrg_110a | 0.20097
Imports | 3281 | 3281-White Spirit and SBP | KTOE | AT | 2012 | nrg_110a | 0.66151
Imports | 3282 | 3282-Lubricants | KTOE | AL | 2013 | nrg_110a | 0.62802
Imports | 3282 | 3282-Lubricants | KTOE | CZ | 2011 | nrg_102a | 5.2251
Imports | 3282 | 3282-Lubricants | KTOE | SE | 2013 | nrg_102a | 0.79968
Imports | 2230 | 2230-BKB (brown coal briquettes) | KTOE | RS | 2014 | nrg_110a | 0.079549
Imports | 3281 | 3281-White Spirit and SBP | KTOE | PT | 2011 | nrg_110a | 0.087923
Imports | 3281 | 3281-White Spirit and SBP | KTOE | RS | 2011 | nrg_110a | 0.20097
Imports | 3282 | 3282-Lubricants | KTOE | CZ | 2010 | nrg_110a | 4.7018
Imports | 3282 | 3282-Lubricants | KTOE | SE | 2012 | nrg_110a | 1.0928
Consumption in Coal Mines | 2310 | 2310-Peat | KTOE | EE | 2009 | nrg_101a | 0.13398
Consumption in BKB / PB Plants | 2310 | 2310-Peat | KTOE | IE | 2013 | nrg_101a | 0.61546
Imports | 3282 | 3282-Lubricants | KTOE | EE | 2009 | nrg_102a | 0.16747
Imports | 3281 | 3281-White Spirit and SBP | KTOE | ES | 2009 | nrg_102a | 1.2225
Imports | 3281 | 3281-White Spirit and SBP | KTOE | RO | 2011 | nrg_102a | 0.21771
Primary production | 5532 | 5532-Solar thermal | KTOE | UK | 2011 | nrg_107a | 1.8589
Primary production | 2310 | 2310-Peat | KTOE | AT | 2009 | nrg_110a | 0.0083736
Imports | 3281 | 3281-White Spirit and SBP | KTOE | RO | 2009 | nrg_110a | 0.21771
Imports | 3282 | 3282-Lubricants | KTOE | EE | 2014 | nrg_110a | 0.37681
Primary production | 5532 | 5532-Solar thermal | KTOE | AL | 2014 | nrg_110a | 0.51916
Primary production | 5532 | 5532-Solar thermal | KTOE | BE | 2013 | nrg_110a | 0.77874
Primary production | 5532 | 5532-Solar thermal | KTOE | HU | 2013 | nrg_110a | 0.25121
Primary production | 5532 | 5532-Solar thermal | KTOE | XK | 2014 | nrg_110a | 0.01256
Primary production | 5532 | 5532-Solar thermal | KTOE | UK | 2010 | nrg_110a | 1.6412
Imports | 2230 | 2230-BKB (brown coal briquettes) | KTOE | DE | 2011 | nrg_101a | 1.658
Imports | 2230 | 2230-BKB (brown coal briquettes) | KTOE | LU | 2009 | nrg_101a | 0.1591
Transformation output from BKB / PB Plants | 2230 | 2230-BKB (brown coal briquettes) | KTOE | RS | 2014 | nrg_101a | 5.4219
Primary production | 2310 | 2310-Peat | KTOE | EE | 2009 | nrg_101a | 3.4248
Primary production | 2310 | 2310-Peat | KTOE | IE | 2009 | nrg_101a | 23.467
Imports | 3282 | 3282-Lubricants | KTOE | DE | 2013 | nrg_102a | 35.3366
Imports | 3282 | 3282-Lubricants | KTOE | IE | 2014 | nrg_102a | 1.6077
Imports | 3282 | 3282-Lubricants | KTOE | HR | 2011 | nrg_102a | 1.0718
Imports | 3282 | 3282-Lubricants | KTOE | LU | 2009 | nrg_102a | 0.48148
Imports | 3282 | 3282-Lubricants | KTOE | LV | 2010 | nrg_102a | 2.1771
Imports | 3282 | 3282-Lubricants | KTOE | UA | 2013 | nrg_102a | 10.7517
Imports | 3281 | 3281-White Spirit and SBP | KTOE | CZ | 2013 | nrg_102a | 0.52335
Imports | 3281 | 3281-White Spirit and SBP | KTOE | HR | 2013 | nrg_102a | 0.10048
Imports | 3281 | 3281-White Spirit and SBP | KTOE | NL | 2014 | nrg_102a | 38.5437
Imports | 3281 | 3281-White Spirit and SBP | KTOE | TR | 2012 | nrg_102a | 9.1147
Primary production | 5532 | 5532-Solar thermal | KTOE | IE | 2010 | nrg_107a | 0.31401
Primary production | 5532 | 5532-Solar thermal | KTOE | CY | 2014 | nrg_107a | 2.7968
Primary production | 5532 | 5532-Solar thermal | KTOE | BG | 2013 | nrg_107a | 0.79968
Primary production | 5532 | 5532-Solar thermal | KTOE | CZ | 2009 | nrg_107a | 0.26796
Primary production | 5532 | 5532-Solar thermal | KTOE | FI | 2010 | nrg_107a | 0.037681
Imports | 2230 | 2230-BKB (brown coal briquettes) | KTOE | LU | 2013 | nrg_110a | 0.079549
Consumption in BKB / PB Plants | 2310 | 2310-Peat | KTOE | UA | 2010 | nrg_110a | 0.20934
Imports | 3281 | 3281-White Spirit and SBP | KTOE | IS | 2009 | nrg_110a | 0.041868
Imports | 3282 | 3282-Lubricants | KTOE | LT | 2010 | nrg_110a | 1.7208
Imports | 3282 | 3282-Lubricants | KTOE | LU | 2013 | nrg_110a | 0.36006
Imports | 3282 | 3282-Lubricants | KTOE | LV | 2010 | nrg_110a | 2.1771
Primary production | 5532 | 5532-Solar thermal | KTOE | BG | 2012 | nrg_110a | 0.64477
Primary production | 5532 | 5532-Solar thermal | KTOE | EL | 2013 | nrg_110a | 7.8293
Primary production | 5532 | 5532-Solar thermal | KTOE | DK | 2012 | nrg_110a | 0.87923
Primary production | 5532 | 5532-Solar thermal | KTOE | IE | 2011 | nrg_110a | 0.381
Primary production | 5532 | 5532-Solar thermal | KTOE | IT | 2014 | nrg_110a | 7.5195
Imports | 2230 | 2230-BKB (brown coal briquettes) | KTOE | DK | 2012 | nrg_101a | 0.020934
Primary production | 2310 | 2310-Peat | KTOE | LT | 2012 | nrg_101a | 0.71594
Primary production | 2310 | 2310-Peat | KTOE | LV | 2012 | nrg_101a | 0.09211
Imports | 2310 | 2310-Peat | KTOE | UA | 2009 | nrg_101a | 0.12979
Imports | 3281 | 3281-White Spirit and SBP | KTOE | BE | 2012 | nrg_102a | 0.56522
Imports | 5546 | 5546-Biogasoline | KTOE | LV | 2010 | nrg_107a | 0.17585
Imports | 5546 | 5546-Biogasoline | KTOE | LU | 2009 | nrg_107a | 0.025121
Imports | 3283 | 3283-Bitumen | KTOE | CZ | 2011 | nrg_110a | 10.0065
Imports | 3283 | 3283-Bitumen | KTOE | HR | 2009 | nrg_110a | 3.9523
Imports | 3283 | 3283-Bitumen | KTOE | LV | 2013 | nrg_110a | 3.0982
Imports | 3283 | 3283-Bitumen | KTOE | LT | 2013 | nrg_110a | 1.792
Imports | 3283 | 3283-Bitumen | KTOE | MD | 2011 | nrg_110a | 0.70338
Imports | 3283 | 3283-Bitumen | KTOE | UA | 2013 | nrg_110a | 6.4351
Primary production | 5546 | 5546-Biogasoline | KTOE | SE | 2012 | nrg_110a | 8.6416
Imports | 5546 | 5546-Biogasoline | KTOE | BG | 2013 | nrg_110a | 0.025121
Imports | 5546 | 5546-Biogasoline | KTOE | IT | 2009 | nrg_110a | 2.1395
Imports | 5546 | 5546-Biogasoline | KTOE | HU | 2011 | nrg_110a | 1.8966
Imports | 5546 | 5546-Biogasoline | KTOE | LT | 2012 | nrg_110a | 0.28052
Imports | 5546 | 5546-Biogasoline | KTOE | LU | 2012 | nrg_110a | 0.054428
Imports | 5546 | 5546-Biogasoline | KTOE | RO | 2013 | nrg_110a | 1.8003
Imports | 3283 | 3283-Bitumen | KTOE | UA | 2009 | nrg_102a | 4.3292
Imports | 3283 | 3283-Bitumen | KTOE | XK | 2011 | nrg_102a | 2.1101
Primary production | 5546 | 5546-Biogasoline | KTOE | LT | 2011 | nrg_107a | 0.49823
Imports | 5546 | 5546-Biogasoline | KTOE | AT | 2010 | nrg_107a | 1.8841
Imports | 5546 | 5546-Biogasoline | KTOE | FR | 2009 | nrg_107a | 4.9614
Imports | 5546 | 5546-Biogasoline | KTOE | SK | 2014 | nrg_107a | 0.041868
Imports | 3283 | 3283-Bitumen | KTOE | BE | 2012 | nrg_110a | 2.6126
Primary production | 5546 | 5546-Biogasoline | KTOE | LT | 2013 | nrg_110a | 0.61127
Imports | 5546 | 5546-Biogasoline | KTOE | SI | 2009 | nrg_110a | 0.10886
Imports | 5546 | 5546-Biogasoline | KTOE | UK | 2012 | nrg_110a | 14.4612
Primary production | 5546 | 5546-Biogasoline | KTOE | SK | 2010 | nrg_107a | 2.0641
Imports | 3283 | 3283-Bitumen | KTOE | NO | 2013 | nrg_110a | 14.3524
Imports | 5546 | 5546-Biogasoline | KTOE | NO | 2014 | nrg_110a | 0.41031
Imports | 3283 | 3283-Bitumen | KTOE | CY | 2012 | nrg_102a | 1.4486
Imports | 3283 | 3283-Bitumen | KTOE | RS | 2010 | nrg_102a | 0.762
Imports | 3283 | 3283-Bitumen | KTOE | CZ | 2009 | nrg_110a | 10.8103
Imports | 3283 | 3283-Bitumen | KTOE | RS | 2014 | nrg_110a | 0.68245
Primary production | 5546 | 5546-Biogasoline | KTOE | PL | 2014 | nrg_110a | 3.856
Imports | 5546 | 5546-Biogasoline | KTOE | RO | 2011 | nrg_110a | 1.0425
Imports | 3283 | 3283-Bitumen | KTOE | ME | 2012 | nrg_102a | 0.30145
Imports | 3283 | 3283-Bitumen | KTOE | ME | 2014 | nrg_110a | 0.13398
Imports | 3283 | 3283-Bitumen | KTOE | PT | 2013 | nrg_110a | 6.3556
Imports | 3283 | 3283-Bitumen | KTOE | RO | 2009 | nrg_110a | 11.2876
Primary production | 5546 | 5546-Biogasoline | KTOE | AT | 2014 | nrg_110a | 6.2007
Primary production | 5546 | 5546-Biogasoline | KTOE | FI | 2014 | nrg_110a | 0.5401
Imports | 5546 | 5546-Biogasoline | KTOE | EE | 2012 | nrg_110a | 0.1591
Imports | 3283 | 3283-Bitumen | KTOE | DE | 2012 | nrg_102a | 8.428
Imports | 3283 | 3283-Bitumen | KTOE | HR | 2010 | nrg_102a | 2.3781
Imports | 3283 | 3283-Bitumen | KTOE | NL | 2009 | nrg_102a | 14.4989
Imports | 3283 | 3283-Bitumen | KTOE | SK | 2012 | nrg_102a | 4.505
Primary production | 5546 | 5546-Biogasoline | KTOE | ES | 2012 | nrg_107a | 8.0973
Imports | 5546 | 5546-Biogasoline | KTOE | IT | 2011 | nrg_107a | 2.0976
Imports | 5546 | 5546-Biogasoline | KTOE | HR | 2011 | nrg_107a | 0.054428
Imports | 5546 | 5546-Biogasoline | KTOE | LT | 2014 | nrg_107a | 0.029308
Imports | 3283 | 3283-Bitumen | KTOE | LT | 2011 | nrg_110a | 2.2232
Imports | 3283 | 3283-Bitumen | KTOE | LV | 2011 | nrg_110a | 2.847
Imports | 3283 | 3283-Bitumen | KTOE | MD | 2009 | nrg_110a | 0.31401
Imports | 3283 | 3283-Bitumen | KTOE | TR | 2013 | nrg_110a | 0.041868
Imports | 3283 | 3283-Bitumen | KTOE | UA | 2011 | nrg_110a | 8.3862
Primary production | 5546 | 5546-Biogasoline | KTOE | ES | 2014 | nrg_110a | 10.354
Primary production | 5546 | 5546-Biogasoline | KTOE | RO | 2013 | nrg_110a | 1.1095
Primary production | 5546 | 5546-Biogasoline | KTOE | SE | 2010 | nrg_110a | 8.5034
Primary production | 5546 | 5546-Biogasoline | KTOE | UA | 2013 | nrg_110a | 1.8841
Imports | 5546 | 5546-Biogasoline | KTOE | HU | 2009 | nrg_110a | 0.29726
Imports | 5546 | 5546-Biogasoline | KTOE | LT | 2010 | nrg_110a | 0.10467
Imports | 5546 | 5546-Biogasoline | KTOE | LU | 2010 | nrg_110a | 0.025121
Imports | 3283 | 3283-Bitumen | KTOE | DK | 2013 | nrg_102a | 8.675
Imports | 3283 | 3283-Bitumen | KTOE | XK | 2009 | nrg_102a | 0.1591
Primary production | 5546 | 5546-Biogasoline | KTOE | LT | 2009 | nrg_107a | 0.64058
Imports | 5546 | 5546-Biogasoline | KTOE | SI | 2014 | nrg_107a | 0.3182
Imports | 5546 | 5546-Biogasoline | KTOE | SK | 2012 | nrg_107a | 0.27633
Imports | 3283 | 3283-Bitumen | KTOE | BE | 2010 | nrg_110a | 4.1742
Primary production | 5546 | 5546-Biogasoline | KTOE | LT | 2011 | nrg_110a | 0.49823
Primary production | 5546 | 5546-Biogasoline | KTOE | NL | 2013 | nrg_110a | 11.1788
Imports | 5546 | 5546-Biogasoline | KTOE | UK | 2010 | nrg_110a | 10.4251
Imports | 3283 | 3283-Bitumen | KTOE | AL | 2014 | nrg_110a | 0.079549
Imports | 5546 | 5546-Biogasoline | KTOE | NO | 2012 | nrg_107a | 0.38519
Imports | 3283 | 3283-Bitumen | KTOE | NO | 2010 | nrg_110a | 13.1047
Imports | 2117 | 2117-Other Bituminous Coal | KTOE | BE | 2014 | nrg_101a | 71.5943
Imports | 2117 | 2117-Other Bituminous Coal | KTOE | UK | 2011 | nrg_101a | 671.0896
Imports | 3191 | 3191-Refinery feedstocks | KTOE | DK | 2012 | nrg_102a | 27.1137
Imports | 3191 | 3191-Refinery feedstocks | KTOE | UK | 2009 | nrg_102a | 285.7282
Imports | 3247 | 3247-Kerosene type jet fuel (without bio components) | KTOE | AT | 2011 | nrg_102a | 4.8986
Imports | 3247 | 3247-Kerosene type jet fuel (without bio components) | KTOE | UK | 2014 | nrg_102a | 358.5701
Imports | 3285 | 3285-Petroleum coke | KTOE | XK | 2014 | nrg_102a | 1.8548
Imports | 3285 | 3285-Petroleum coke | KTOE | FI | 2014 | nrg_102a | 3.2825
Consumption in Coal Mines | 2117 | 2117-Other Bituminous Coal | KTOE | UA | 2012 | nrg_110a | 1.7836
Primary production | 2117 | 2117-Other Bituminous Coal | KTOE | IT | 2011 | nrg_110a | 2.4451
Imports | 3191 | 3191-Refinery feedstocks | KTOE | BE | 2010 | nrg_110a | 72.8336
Imports | 3191 | 3191-Refinery feedstocks | KTOE | FR | 2014 | nrg_110a | 8.1182
Imports | 3191 | 3191-Refinery feedstocks | KTOE | UK | 2014 | nrg_110a | 206.1371
Imports | 3247 | 3247-Kerosene type jet fuel (without bio components) | KTOE | DK | 2014 | nrg_110a | 32.4938
Imports | 3247 | 3247-Kerosene type jet fuel (without bio components) | KTOE | XK | 2009 | nrg_110a | 0.68664
Imports | 3285 | 3285-Petroleum coke | KTOE | FI | 2011 | nrg_110a | 1.951
Imports | 3285 | 3285-Petroleum coke | KTOE | SI | 2011 | nrg_110a | 2.0055
Imports | 3285 | 3285-Petroleum coke | KTOE | AL | 2014 | nrg_102a | 2.9433
Primary production | 2117 | 2117-Other Bituminous Coal | KTOE | NO | 2014 | nrg_110a | 47.068
Imports | 2117 | 2117-Other Bituminous Coal | KTOE | NO | 2009 | nrg_110a | 11.9156
Imports | 3191 | 3191-Refinery feedstocks | KTOE | PL | 2011 | nrg_110a | 23.1614
Imports | 3191 | 3191-Refinery feedstocks | KTOE | BG | 2012 | nrg_102a | 19.3388
Imports | 3191 | 3191-Refinery feedstocks | KTOE | PT | 2014 | nrg_102a | 66.5659
Imports | 3247 | 3247-Kerosene type jet fuel (without bio components) | KTOE | BG | 2012 | nrg_102a | 0.30145
Imports | 3247 | 3247-Kerosene type jet fuel (without bio components) | KTOE | PT | 2012 | nrg_102a | 7.7414
Imports | 3247 | 3247-Kerosene type jet fuel (without bio components) | KTOE | RO | 2012 | nrg_102a | 1.9385
Imports | 3285 | 3285-Petroleum coke | KTOE | CY | 2014 | nrg_102a | 4.8232
Imports | 3247 | 3247-Kerosene type jet fuel (without bio components) | KTOE | BG | 2013 | nrg_110a | 0.17166
Imports | 3285 | 3285-Petroleum coke | KTOE | CY | 2012 | nrg_110a | 3.3159
Transformation input in Coke Ovens | 3285 | 3285-Petroleum coke | KTOE | DE | 2009 | nrg_110a | 22.5208
Imports | 2117 | 2117-Other Bituminous Coal | KTOE | ES | 2011 | nrg_101a | 299.0506
Imports | 3191 | 3191-Refinery feedstocks | KTOE | ES | 2009 | nrg_102a | 152.32
Imports | 3285 | 3285-Petroleum coke | KTOE | RO | 2010 | nrg_102a | 0.72013
Transformation input in Patent Fuel Plants | 3285 | 3285-Petroleum coke | KTOE | UK | 2014 | nrg_102a | 3.0899
Imports | 3285 | 3285-Petroleum coke | KTOE | ES | 2011 | nrg_102a | 102.6227
Primary production | 2117 | 2117-Other Bituminous Coal | KTOE | UK | 2013 | nrg_110a | 303.7147
Transformation input in Patent Fuel Plants | 2117 | 2117-Other Bituminous Coal | KTOE | HU | 2009 | nrg_110a | 0.18003
Transformation input in Patent Fuel Plants | 2117 | 2117-Other Bituminous Coal | KTOE | UK | 2012 | nrg_110a | 4.6934
Imports | 3191 | 3191-Refinery feedstocks | KTOE | ES | 2009 | nrg_110a | 152.32
Imports | 3247 | 3247-Kerosene type jet fuel (without bio components) | KTOE | EE | 2012 | nrg_110a | 2.4953
Primary production | 2117 | 2117-Other Bituminous Coal | KTOE | BG | 2011 | nrg_101a | 0.20934
Primary production | 2117 | 2117-Other Bituminous Coal | KTOE | DE | 2012 | nrg_101a | 74.0854
Imports | 2117 | 2117-Other Bituminous Coal | KTOE | LV | 2010 | nrg_101a | 4.7185
Imports | 2117 | 2117-Other Bituminous Coal | KTOE | SK | 2014 | nrg_101a | 22.8725
Consumption in Coal Mines | 2117 | 2117-Other Bituminous Coal | KTOE | TR | 2009 | nrg_101a | 0.075362
Imports | 3247 | 3247-Kerosene type jet fuel (without bio components) | KTOE | IS | 2013 | nrg_102a | 7.1804
Imports | 3247 | 3247-Kerosene type jet fuel (without bio components) | KTOE | IT | 2014 | nrg_102a | 67.6838
Imports | 3247 | 3247-Kerosene type jet fuel (without bio components) | KTOE | LU | 2009 | nrg_102a | 17.2412
Imports | 3285 | 3285-Petroleum coke | KTOE | CZ | 2010 | nrg_102a | 0.26377
Imports | 3285 | 3285-Petroleum coke | KTOE | HR | 2010 | nrg_102a | 3.6593
Imports | 3285 | 3285-Petroleum coke | KTOE | FR | 2014 | nrg_102a | 29.0899
Imports | 3285 | 3285-Petroleum coke | KTOE | IT | 2012 | nrg_102a | 61.6004
Primary production | 2117 | 2117-Other Bituminous Coal | KTOE | BG | 2010 | nrg_110a | 0.23446
Imports | 2117 | 2117-Other Bituminous Coal | KTOE | IE | 2012 | nrg_110a | 53.8422
Imports | 2117 | 2117-Other Bituminous Coal | KTOE | LT | 2012 | nrg_110a | 8.0135
Imports | 2117 | 2117-Other Bituminous Coal | KTOE | NL | 2011 | nrg_110a | 489.9686
Imports | 3191 | 3191-Refinery feedstocks | KTOE | IT | 2010 | nrg_110a | 286.9926
Imports | 3247 | 3247-Kerosene type jet fuel (without bio components) | KTOE | IE | 2013 | nrg_110a | 38.4976
Imports | 3247 | 3247-Kerosene type jet fuel (without bio components) | KTOE | TR | 2012 | nrg_110a | 26.268
Imports | 3285 | 3285-Petroleum coke | KTOE | LV | 2010 | nrg_110a | 0.16329
Imports | 3285 | 3285-Petroleum coke | KTOE | LU | 2013 | nrg_110a | 0.25958
Imports | 3285 | 3285-Petroleum coke | KTOE | NL | 2010 | nrg_110a | 43.1533
Imports | 2117 | 2117-Other Bituminous Coal | KTOE | SI | 2012 | nrg_101a | 0.61127
Imports | 5500 | 5500-Renewable energies | KTOE | UK | 2013 | nrg_100a | 79.3734
Primary production | 5500 | 5500-Renewable energies | KTOE | SK | 2010 | nrg_107a | 58.7743
Primary production | 5500 | 5500-Renewable energies | KTOE | PL | 2012 | nrg_110a | 354.4377
Imports | 5500 | 5500-Renewable energies | KTOE | NO | 2010 | nrg_100a | 6.7701
Imports | 5500 | 5500-Renewable energies | KTOE | PL | 2014 | nrg_100a | 40.2519
Primary production | 5500 | 5500-Renewable energies | KTOE | PT | 2010 | nrg_107a | 236.1983
Primary production | 5500 | 5500-Renewable energies | KTOE | PT | 2010 | nrg_110a | 236.1983
Imports | 5500 | 5500-Renewable energies | KTOE | RS | 2011 | nrg_110a | 0.42287
Imports | 5500 | 5500-Renewable energies | KTOE | PT | 2009 | nrg_110a | 0.51498
Primary production | 5500 | 5500-Renewable energies | KTOE | PL | 2013 | nrg_100a | 356.3595
Imports | 5500 | 5500-Renewable energies | KTOE | BG | 2011 | nrg_100a | 0.56103
Consumption in BKB / PB Plants | 5500 | 5500-Renewable energies | KTOE | LT | 2010 | nrg_100a | 0.0041868
Primary production | 5500 | 5500-Renewable energies | KTOE | AT | 2013 | nrg_107a | 394.6185
Primary production | 5500 | 5500-Renewable energies | KTOE | FR | 2010 | nrg_107a | 864.4402
Primary production | 5500 | 5500-Renewable energies | KTOE | HR | 2011 | nrg_107a | 78.9714
Primary production | 5500 | 5500-Renewable energies | KTOE | LV | 2009 | nrg_107a | 87.4706
Primary production | 5500 | 5500-Renewable energies | KTOE | ME | 2012 | nrg_107a | 13.2094
Primary production | 5500 | 5500-Renewable energies | KTOE | XK | 2009 | nrg_107a | 10.2242
Imports | 5500 | 5500-Renewable energies | KTOE | MK | 2012 | nrg_107a | 0.17166
Primary production | 5500 | 5500-Renewable energies | KTOE | BE | 2011 | nrg_110a | 112.8175
Primary production | 5500 | 5500-Renewable energies | KTOE | FR | 2011 | nrg_110a | 733.9628
Primary production | 5500 | 5500-Renewable energies | KTOE | HU | 2011 | nrg_110a | 77.7572
Primary production | 5500 | 5500-Renewable energies | KTOE | MK | 2014 | nrg_110a | 11.6226
Imports | 5500 | 5500-Renewable energies | KTOE | MK | 2014 | nrg_110a | 0.35169
Primary production | 5500 | 5500-Renewable energies | KTOE | AL | 2009 | nrg_100a | 27.792
Primary production | 5500 | 5500-Renewable energies | KTOE | UK | 2013 | nrg_100a | 370.222
Consumption in Coal Mines | 5500 | 5500-Renewable energies | KTOE | PL | 2011 | nrg_100a | 0.037681
Imports | 3246 | 3246-Gasoline type jet fuel | KTOE | LV | 2013 | nrg_102a | 0.041868
Primary production | 5500 | 5500-Renewable energies | KTOE | BE | 2014 | nrg_107a | 119.6211
Primary production | 5500 | 5500-Renewable energies | KTOE | BG | 2009 | nrg_107a | 48.2864
Primary production | 5500 | 5500-Renewable energies | KTOE | DE | 2010 | nrg_107a | 1160.246
Primary production | 5500 | 5500-Renewable energies | KTOE | IE | 2014 | nrg_107a | 35.7385
Primary production | 5500 | 5500-Renewable energies | KTOE | RS | 2012 | nrg_107a | 77.9163
Primary production | 5500 | 5500-Renewable energies | KTOE | SE | 2009 | nrg_107a | 662.3141
Imports | 5500 | 5500-Renewable energies | KTOE | HU | 2012 | nrg_107a | 3.3243
Imports | 5500 | 5500-Renewable energies | KTOE | LT | 2011 | nrg_107a | 6.1588
Imports | 5500 | 5500-Renewable energies | KTOE | IT | 2012 | nrg_107a | 117.5067
Imports | 5500 | 5500-Renewable energies | KTOE | NL | 2012 | nrg_107a | 31.849
Imports | 5500 | 5500-Renewable energies | KTOE | SK | 2013 | nrg_107a | 1.8966
Consumption in Coal Mines | 5500 | 5500-Renewable energies | KTOE | PL | 2012 | nrg_107a | 0.050242
Imports | 3246 | 3246-Gasoline type jet fuel | KTOE | LV | 2012 | nrg_110a | 0.51916
Primary production | 5500 | 5500-Renewable energies | KTOE | BG | 2010 | nrg_110a | 62.9569
Primary production | 5500 | 5500-Renewable energies | KTOE | CY | 2014 | nrg_110a | 4.6473
Primary production | 5500 | 5500-Renewable energies | KTOE | EE | 2011 | nrg_110a | 40.8841
Primary production | 5500 | 5500-Renewable energies | KTOE | IT | 2012 | nrg_110a | 883.1259
Primary production | 5500 | 5500-Renewable energies | KTOE | SI | 2009 | nrg_110a | 41.0181
Primary production | 5500 | 5500-Renewable energies | KTOE | SE | 2011 | nrg_110a | 692.7605
Imports | 5500 | 5500-Renewable energies | KTOE | IE | 2013 | nrg_110a | 3.6844
Imports | 5500 | 5500-Renewable energies | KTOE | HU | 2010 | nrg_110a | 4.8902
Imports | 5500 | 5500-Renewable energies | KTOE | MD | 2011 | nrg_110a | 0.01256
Imports | 5500 | 5500-Renewable energies | KTOE | NL | 2009 | nrg_110a | 29.676
Consumption in BKB / PB Plants | 5500 | 5500-Renewable energies | KTOE | DE | 2010 | nrg_110a | 0.016747
Primary production | 5500 | 5500-Renewable energies | KTOE | DK | 2011 | nrg_100a | 128.2919
Primary production | 5500 | 5500-Renewable energies | KTOE | ES | 2013 | nrg_100a | 735.29
Primary production | 5500 | 5500-Renewable energies | KTOE | EE | 2013 | nrg_100a | 46.9843
Primary production | 5500 | 5500-Renewable energies | KTOE | IS | 2012 | nrg_100a | 212.3043
Primary production | 5500 | 5500-Renewable energies | KTOE | RO | 2014 | nrg_100a | 254.9594
Imports | 5500 | 5500-Renewable energies | KTOE | DE | 2010 | nrg_100a | 49.6178
Imports | 5500 | 5500-Renewable energies | KTOE | IE | 2010 | nrg_100a | 1.8338
Imports | 5500 | 5500-Renewable energies | KTOE | SK | 2009 | nrg_100a | 2.0013
Consumption in Coal Mines | 5500 | 5500-Renewable energies | KTOE | RO | 2009 | nrg_100a | 0.0083736
Primary production | 5500 | 5500-Renewable energies | KTOE | NL | 2009 | nrg_107a | 121.2539
Primary production | 5500 | 5500-Renewable energies | KTOE | MT | 2014 | nrg_107a | 0.53172
Imports | 5500 | 5500-Renewable energies | KTOE | DK | 2013 | nrg_107a | 53.5492
Primary production | 5500 | 5500-Renewable energies | KTOE | LV | 2010 | nrg_110a | 82.2413
Primary production | 2200 | 2200-Lignite and Derivatives | KTOE | ME | 2010 | nrg_101a | 17.8483
Transformation input in BKB / PB Plants | 2200 | 2200-Lignite and Derivatives | KTOE | DE | 2010 | nrg_101a | 128.7357
Transformation input in BKB / PB Plants | 2200 | 2200-Lignite and Derivatives | KTOE | IE | 2010 | nrg_101a | 4.7939
Imports | 3244 | 3244-Other kerosene | KTOE | EL | 2009 | nrg_102a | 1.1597
Primary production | 5534 | 5534-Solar photovoltaic | KTOE | AT | 2013 | nrg_107a | 2.0976
Primary production | 5534 | 5534-Solar photovoltaic | KTOE | FR | 2009 | nrg_107a | 0.62802
Primary production | 55431 | 55431-Municipal waste (renewable) | KTOE | BE | 2009 | nrg_107a | 9.9185
Primary production | 55431 | 55431-Municipal waste (renewable) | KTOE | HU | 2009 | nrg_107a | 1.9301
Imports | 5545 | 5545-Liquid biofuels | KTOE | MT | 2012 | nrg_107a | 0.087923
Primary production | 5545 | 5545-Liquid biofuels | KTOE | HR | 2011 | nrg_107a | 0.28052
Transformation output from Coke Ovens | 2130 | 2130-Coal Tar | KTOE | FR | 2012 | nrg_110a | 3.6928
Primary production | 5534 | 5534-Solar photovoltaic | KTOE | FR | 2012 | nrg_110a | 14.457
Primary production | 5535 | 5535-Tide, Wave and Ocean | KTOE | UK | 2012 | nrg_110a | 0.01256
Primary production | 55431 | 55431-Municipal waste (renewable) | KTOE | FR | 2010 | nrg_110a | 50.2625
Transformation input in Coke Ovens | 2130 | 2130-Coal Tar | KTOE | UA | 2014 | nrg_101a | 20.0925
Transformation output from Coke Ovens | 2130 | 2130-Coal Tar | KTOE | PL | 2011 | nrg_101a | 15.2693
Transformation input in BKB / PB Plants | 2200 | 2200-Lignite and Derivatives | KTOE | FI | 2009 | nrg_101a | 0.51498
Imports | 2200 | 2200-Lignite and Derivatives | KTOE | IE | 2012 | nrg_101a | 0.49823
Transformation input in Gas Works | 2200 | 2200-Lignite and Derivatives | KTOE | CZ | 2010 | nrg_101a | 19.791
Consumption in Coal Mines | 2200 | 2200-Lignite and Derivatives | KTOE | PL | 2012 | nrg_101a | 0.24702
Transformation output from BKB / PB Plants | 2200 | 2200-Lignite and Derivatives | KTOE | RS | 2010 | nrg_101a | 11.1411
Imports | 3244 | 3244-Other kerosene | KTOE | HR | 2009 | nrg_102a | 0.041868
Primary production | 5534 | 5534-Solar photovoltaic | KTOE | SI | 2013 | nrg_107a | 0.77456
Primary production | 55431 | 55431-Municipal waste (renewable) | KTOE | IS | 2010 | nrg_107a | 0.016747
Primary production | 55431 | 55431-Municipal waste (renewable) | KTOE | IE | 2010 | nrg_107a | 0.26796
Primary production | 55431 | 55431-Municipal waste (renewable) | KTOE | IT | 2010 | nrg_107a | 32.5901
Primary production | 55431 | 55431-Municipal waste (renewable) | KTOE | SE | 2009 | nrg_107a | 27.03
Imports | 55431 | 55431-Municipal waste (renewable) | KTOE | HU | 2013 | nrg_107a | 0.36006
Imports | 5545 | 5545-Liquid biofuels | KTOE | DE | 2013 | nrg_107a | 47.4783
Imports | 5545 | 5545-Liquid biofuels | KTOE | HR | 2013 | nrg_107a | 0.09211
Imports | 5545 | 5545-Liquid biofuels | KTOE | IT | 2012 | nrg_107a | 67.7299
Imports | 5545 | 5545-Liquid biofuels | KTOE | LT | 2012 | nrg_107a | 1.7124
Imports | 5545 | 5545-Liquid biofuels | KTOE | NL | 2012 | nrg_107a | 5.4805
Primary production | 5545 | 5545-Liquid biofuels | KTOE | BE | 2014 | nrg_107a | 21.1978
Primary production | 5545 | 5545-Liquid biofuels | KTOE | EL | 2013 | nrg_107a | 5.7736
Primary production | 5545 | 5545-Liquid biofuels | KTOE | IE | 2014 | nrg_107a | 1.0132
Transformation output from Coke Ovens | 2130 | 2130-Coal Tar | KTOE | SK | 2009 | nrg_110a | 2.1855
Imports | 3244 | 3244-Other kerosene | KTOE | IT | 2014 | nrg_110a | 23.0902
Imports | 3244 | 3244-Other kerosene | KTOE | UA | 2011 | nrg_110a | 1.3188
Imports | 3244 | 3244-Other kerosene | KTOE | CZ | 2009 | nrg_110a | 0.17166
Imports | 3244 | 3244-Other kerosene | KTOE | DE | 2009 | nrg_110a | 0.59871
Imports | 3244 | 3244-Other kerosene | KTOE | HR | 2011 | nrg_110a | 0.041868
Primary production | 5534 | 5534-Solar photovoltaic | KTOE | BG | 2014 | nrg_110a | 4.5092
Primary production | 5534 | 5534-Solar photovoltaic | KTOE | CY | 2011 | nrg_110a | 0.041868
Primary production | 5534 | 5534-Solar photovoltaic | KTOE | CZ | 2010 | nrg_110a | 2.2148
Primary production | 5534 | 5534-Solar photovoltaic | KTOE | EL | 2009 | nrg_110a | 0.18003
Primary production | 5534 | 5534-Solar photovoltaic | KTOE | FI | 2010 | nrg_110a | 0.016747
Primary production | 55431 | 55431-Municipal waste (renewable) | KTOE | BG | 2014 | nrg_110a | 0.27214
Primary production | 55431 | 55431-Municipal waste (renewable) | KTOE | CZ | 2012 | nrg_110a | 3.5044
Primary production | 55431 | 55431-Municipal waste (renewable) | KTOE | ES | 2011 | nrg_110a | 8.1643
Primary production | 55431 | 55431-Municipal waste (renewable) | KTOE | FI | 2013 | nrg_110a | 9.2947
Primary production | 55431 | 55431-Municipal waste (renewable) | KTOE | IE | 2010 | nrg_110a | 0.26796
Primary production | 55431 | 55431-Municipal waste (renewable) | KTOE | SE | 2011 | nrg_110a | 29.8728
Transformation output from Coke Ovens | 2130 | 2130-Coal Tar | KTOE | UK | 2009 | nrg_101a | 5.6187
Transformation output from Coke Ovens | 2130 | 2130-Coal Tar | KTOE | UA | 2013 | nrg_101a | 39.5108
Transformation input in BKB / PB Plants | 2200 | 2200-Lignite and Derivatives | KTOE | LT | 2010 | nrg_101a | 0.09211
Imports | 2200 | 2200-Lignite and Derivatives | KTOE | FI | 2012 | nrg_101a | 0.88341
Imports | 2200 | 2200-Lignite and Derivatives | KTOE | UA | 2009 | nrg_101a | 0.12979
Transformation output from BKB / PB Plants | 2200 | 2200-Lignite and Derivatives | KTOE | FI | 2013 | nrg_101a | 0.36006
Imports | 3244 | 3244-Other kerosene | KTOE | BE | 2011 | nrg_102a | 4.8609
Imports | 3244 | 3244-Other kerosene | KTOE | SE | 2013 | nrg_102a | 0.041868
Imports | 2210 | 2210-Lignite/Brown Coal | KTOE | HR | 2009 | nrg_110a | 0.79968
Imports | 2210 | 2210-Lignite/Brown Coal | KTOE | IT | 2012 | nrg_110a | 0.041868
Primary production | 3105 | 3105-Crude oil (without NGL) | KTOE | IT | 2014 | nrg_110a | 246.1252
Primary production | 3105 | 3105-Crude oil (without NGL) | KTOE | RS | 2010 | nrg_110a | 37.0825
Imports | 3105 | 3105-Crude oil (without NGL) | KTOE | HU | 2013 | nrg_110a | 202.0592
Imports | 3105 | 3105-Crude oil (without NGL) | KTOE | FR | 2014 | nrg_110a | 2287.5587
Imports | 3270A | 3270A-Total fuel oil | KTOE | LT | 2013 | nrg_110a | 3.9188
Imports | 3270A | 3270A-Total fuel oil | KTOE | IT | 2014 | nrg_110a | 13.1591
Imports | 3270A | 3270A-Total fuel oil | KTOE | TR | 2009 | nrg_110a | 25.238
Primary production | 4000 | 4000-Gas | KTOE | ES | 2009 | nrg_110a | 0.51079
Primary production | 4000 | 4000-Gas | KTOE | HU | 2011 | nrg_110a | 88.5634
Imports | 4000 | 4000-Gas | KTOE | DE | 2013 | nrg_110a | 3430.9235
Imports | 4000 | 4000-Gas | KTOE | HR | 2011 | nrg_110a | 29.7891
Imports | 4000 | 4000-Gas | KTOE | LV | 2009 | nrg_110a | 58.6068
Imports | 4000 | 4000-Gas | KTOE | MD | 2009 | nrg_110a | 90.7991
Imports | 4000 | 4000-Gas | KTOE | EE | 2013 | nrg_100a | 23.2326
Transformation input in Gas Works | 4000 | 4000-Gas | KTOE | DK | 2010 | nrg_100a | 0.61546
Consumption in Oil and gas extraction | 4000 | 4000-Gas | KTOE | HR | 2009 | nrg_100a | 6.6905
Consumption in Oil and gas extraction | 4000 | 4000-Gas | KTOE | FR | 2009 | nrg_100a | 0.6029
Consumption in Coke Ovens | 4000 | 4000-Gas | KTOE | DE | 2009 | nrg_100a | 19.4561
Consumption in Pipeline transport | 4000 | 4000-Gas | KTOE | CZ | 2014 | nrg_100a | 1.5072
Consumption in Pipeline transport | 4000 | 4000-Gas | KTOE | EL | 2010 | nrg_100a | 0.01256
Consumption in Pipeline transport | 4000 | 4000-Gas | KTOE | IT | 2011 | nrg_100a | 5.4428
Consumption in Pipeline transport | 4000 | 4000-Gas | KTOE | HU | 2010 | nrg_100a | 1.1514
Consumption in Pipeline transport | 4000 | 4000-Gas | KTOE | MD | 2009 | nrg_100a | 0.13816
Imports | 2210 | 2210-Lignite/Brown Coal | KTOE | IT | 2013 | nrg_101a | 0.054428
Imports | 2210 | 2210-Lignite/Brown Coal | KTOE | SK | 2011 | nrg_101a | 8.8341
Primary production | 2210 | 2210-Lignite/Brown Coal | KTOE | HU | 2012 | nrg_101a | 67.2609
Consumption in Coal Mines | 2210 | 2210-Lignite/Brown Coal | KTOE | CZ | 2013 | nrg_101a | 9.8432
Primary production | 3105 | 3105-Crude oil (without NGL) | KTOE | EL | 2010 | nrg_102a | 4.9153
Primary production | 3105 | 3105-Crude oil (without NGL) | KTOE | RS | 2013 | nrg_102a | 49.3498
Imports | 3105 | 3105-Crude oil (without NGL) | KTOE | IE | 2013 | nrg_102a | 122.5058
Imports | 3105 | 3105-Crude oil (without NGL) | KTOE | LT | 2011 | nrg_102a | 379.9898
Imports | 3105 | 3105-Crude oil (without NGL) | KTOE | NL | 2014 | nrg_102a | 1897.2987
Consumption in Oil and gas extraction | 3105 | 3105-Crude oil (without NGL) | KTOE | UA | 2009 | nrg_102a | 0.083736
Imports | 3270A | 3270A-Total fuel oil | KTOE | TR | 2010 | nrg_102a | 26.0419
Imports | 3270A | 3270A-Total fuel oil | KTOE | IT | 2009 | nrg_102a | 76.8403
Consumption in Oil and gas extraction | 3270A | 3270A-Total fuel oil | KTOE | RO | 2010 | nrg_102a | 1.0802
Transformation input in Gas Works | 4000 | 4000-Gas | KTOE | HR | 2011 | nrg_103a | 0.13398
Consumption in Oil and gas extraction | 4000 | 4000-Gas | KTOE | UK | 2013 | nrg_103a | 150.842
Consumption in Oil and gas extraction | 4000 | 4000-Gas | KTOE | UA | 2011 | nrg_103a | 20.4693
Consumption in Coke Ovens | 4000 | 4000-Gas | KTOE | AT | 2012 | nrg_103a | 6.2635
Consumption in Coke Ovens | 4000 | 4000-Gas | KTOE | NL | 2012 | nrg_103a | 7.2432
Primary production | 4100 | 4100-Natural gas | KTOE | DE | 2011 | nrg_103a | 456.0639
Primary production | 4100 | 4100-Natural gas | KTOE | HU | 2014 | nrg_103a | 60.1769
Primary production | 4100 | 4100-Natural gas | KTOE | IE | 2011 | nrg_103a | 7.7958
Primary production | 4100 | 4100-Natural gas | KTOE | RS | 2012 | nrg_103a | 17.7855
Imports | 4100 | 4100-Natural gas | KTOE | FR | 2013 | nrg_103a | 1780.2441
Imports | 4100 | 4100-Natural gas | KTOE | HU | 2012 | nrg_103a | 282.3997
Imports | 4100 | 4100-Natural gas | KTOE | LU | 2009 | nrg_103a | 46.5782
Imports | 4100 | 4100-Natural gas | KTOE | LV | 2011 | nrg_103a | 59.0213
Imports | 4100 | 4100-Natural gas | KTOE | TR | 2010 | nrg_103a | 1311.2932
Transformation input in Gas Works | 4100 | 4100-Natural gas | KTOE | DK | 2013 | nrg_103a | 0.63221
Consumption in Oil and gas extraction | 4100 | 4100-Natural gas | KTOE | RS | 2009 | nrg_103a | 1.5491
Consumption in Coal Mines | 4100 | 4100-Natural gas | KTOE | UK | 2010 | nrg_103a | 0.84155
Consumption in Coke Ovens | 4100 | 4100-Natural gas | KTOE | AT | 2014 | nrg_103a | 0.087923
Consumption in Pipeline transport | 4100 | 4100-Natural gas | KTOE | BE | 2012 | nrg_103a | 1.8966
Consumption in Pipeline transport | 4100 | 4100-Natural gas | KTOE | BG | 2010 | nrg_103a | 5.895
Primary production | 4000 | 4000-Gas | KTOE | BG | 2014 | nrg_103a | 6.6779
Primary production | 4000 | 4000-Gas | KTOE | EL | 2010 | nrg_103a | 0.3182
Primary production | 4000 | 4000-Gas | KTOE | IE | 2011 | nrg_103a | 7.7958
Primary production | 4000 | 4000-Gas | KTOE | RO | 2012 | nrg_103a | 363.5273
Primary production | 4000 | 4000-Gas | KTOE | UK | 2010 | nrg_103a | 2154.8706
Primary production | 4000 | 4000-Gas | KTOE | UA | 2014 | nrg_103a | 629.1169
Imports | 4000 | 4000-Gas | KTOE | DE | 2013 | nrg_103a | 3430.9235
Imports | 4000 | 4000-Gas | KTOE | HU | 2011 | nrg_103a | 276.2827
Imports | 4000 | 4000-Gas | KTOE | LU | 2012 | nrg_103a | 44.0075
Consumption in Coke Ovens | 4200 | 4200-Derived gases | KTOE | TR | 2013 | nrg_103a | 13.9044
Consumption in Coke Ovens | 4200 | 4200-Derived gases | KTOE | SK | 2011 | nrg_103a | 6.5607
Imports | 3215 | 3215-Ethane | KTOE | SE | 2013 | nrg_110a | 15.1478
Imports | 3250 | 3250-Naphtha | KTOE | AT | 2011 | nrg_110a | 0.46473
Imports | 3250 | 3250-Naphtha | KTOE | FI | 2012 | nrg_110a | 6.5105
Primary production | 5543 | 5543-Municipal waste | KTOE | LU | 2014 | nrg_110a | 1.1472
Primary production | 5543 | 5543-Municipal waste | KTOE | NL | 2013 | nrg_110a | 60.8091
Primary production | 5543 | 5543-Municipal waste | KTOE | SK | 2011 | nrg_110a | 1.4151
Transformation output from Gas Works | 4200 | 4200-Derived gases | KTOE | CZ | 2012 | nrg_103a | 15.2274
Imports | 3215 | 3215-Ethane | KTOE | SE | 2009 | nrg_102a | 14.5031
Transformation output from Coke Ovens | 4200 | 4200-Derived gases | KTOE | FI | 2011 | nrg_103a | 8.3903
Transformation output from Coke Ovens | 4200 | 4200-Derived gases | KTOE | IT | 2013 | nrg_103a | 17.5427
Transformation output from Coke Ovens | 4200 | 4200-Derived gases | KTOE | SE | 2014 | nrg_103a | 7.4399
Transformation output from Coke Ovens | 4200 | 4200-Derived gases | KTOE | RO | 2010 | nrg_103a | 0.01256
Consumption in Coke Ovens | 4200 | 4200-Derived gases | KTOE | DE | 2011 | nrg_103a | 22.7553
Consumption in Coke Ovens | 4200 | 4200-Derived gases | KTOE | HU | 2013 | nrg_103a | 2.8387
Imports | 3250 | 3250-Naphtha | KTOE | ES | 2010 | nrg_110a | 96.0954
Imports | 3250 | 3250-Naphtha | KTOE | RO | 2014 | nrg_110a | 0.17585
Primary production | 5543 | 5543-Municipal waste | KTOE | LV | 2014 | nrg_110a | 0.17166
Imports | 3250 | 3250-Naphtha | KTOE | IT | 2011 | nrg_102a | 41.3614
Consumption in Coke Ovens | 4200 | 4200-Derived gases | KTOE | CZ | 2012 | nrg_103a | 9.1147
Imports | 3250 | 3250-Naphtha | KTOE | HU | 2014 | nrg_110a | 9.6171
Transformation input in Gas Works | 3250 | 3250-Naphtha | KTOE | ES | 2012 | nrg_110a | 1.4068
Primary production | 5543 | 5543-Municipal waste | KTOE | BE | 2011 | nrg_110a | 38.1083
Primary production | 5543 | 5543-Municipal waste | KTOE | BG | 2014 | nrg_110a | 0.27214
Primary production | 5543 | 5543-Municipal waste | KTOE | IE | 2011 | nrg_110a | 1.0383
Primary production | 5543 | 5543-Municipal waste | KTOE | SE | 2012 | nrg_110a | 53.6999
Imports | 5543 | 5543-Municipal waste | KTOE | LV | 2010 | nrg_110a | 0.762
Imports | 3250 | 3250-Naphtha | KTOE | BE | 2009 | nrg_102a | 142.033
Imports | 3250 | 3250-Naphtha | KTOE | SK | 2010 | nrg_102a | 0.43543
Transformation output from Coke Ovens | 4200 | 4200-Derived gases | KTOE | DE | 2010 | nrg_103a | 61.7511
Transformation output from Coke Ovens | 4200 | 4200-Derived gases | KTOE | UK | 2014 | nrg_103a | 27.4528
Consumption in Coke Ovens | 4200 | 4200-Derived gases | KTOE | UK | 2014 | nrg_103a | 14.6287
Imports | 3250 | 3250-Naphtha | KTOE | BE | 2013 | nrg_110a | 147.928
Imports | 3250 | 3250-Naphtha | KTOE | UK | 2012 | nrg_110a | 28.2442
Imports | 3215 | 3215-Ethane | KTOE | NO | 2009 | nrg_102a | 4.3794
Imports | 3250 | 3250-Naphtha | KTOE | NO | 2014 | nrg_110a | 6.8496
Imports | 3250 | 3250-Naphtha | KTOE | CZ | 2009 | nrg_102a | 2.7675
Imports | 3250 | 3250-Naphtha | KTOE | SE | 2011 | nrg_102a | 12.9791
Imports | 3250 | 3250-Naphtha | KTOE | RO | 2012 | nrg_102a | 0.12979
Imports | 3250 | 3250-Naphtha | KTOE | PT | 2014 | nrg_102a | 7.5697
Imports | 3250 | 3250-Naphtha | KTOE | RS | 2010 | nrg_110a | 10.9652
Imports | 3250 | 3250-Naphtha | KTOE | PT | 2014 | nrg_110a | 7.5697
Imports | 3250 | 3250-Naphtha | KTOE | SE | 2010 | nrg_110a | 21.8258
Imports | 5543 | 5543-Municipal waste | KTOE | CY | 2013 | nrg_110a | 0.046055
Imports | 3250 | 3250-Naphtha | KTOE | ES | 2010 | nrg_102a | 96.0954
Transformation output from Coke Ovens | 4200 | 4200-Derived gases | KTOE | HU | 2009 | nrg_103a | 5.8364
Transformation output from Coke Ovens | 4200 | 4200-Derived gases | KTOE | FR | 2013 | nrg_103a | 21.8677
Transformation output from Coke Ovens | 4200 | 4200-Derived gases | KTOE | SK | 2010 | nrg_103a | 12.1878
Imports | 3250 | 3250-Naphtha | KTOE | EL | 2010 | nrg_110a | 3.475
Primary production | 5543 | 5543-Municipal waste | KTOE | FR | 2011 | nrg_110a | 94.9608
Imports | 3250 | 3250-Naphtha | KTOE | HU | 2013 | nrg_102a | 10.9192
Consumption in Coke Ovens | 4200 | 4200-Derived gases | KTOE | BE | 2012 | nrg_103a | 5.7066
Consumption in Coke Ovens | 4200 | 4200-Derived gases | KTOE | PL | 2010 | nrg_103a | 43.5134
Consumption in Coke Ovens | 4200 | 4200-Derived gases | KTOE | SE | 2012 | nrg_103a | 4.1575
Imports | 3250 | 3250-Naphtha | KTOE | DE | 2014 | nrg_110a | 343.2422
Imports | 3250 | 3250-Naphtha | KTOE | FR | 2009 | nrg_110a | 86.8133
Imports | 3250 | 3250-Naphtha | KTOE | SK | 2010 | nrg_110a | 0.43543
Primary production | 5543 | 5543-Municipal waste | KTOE | ES | 2010 | nrg_110a | 14.5868
Primary production | 5543 | 5543-Municipal waste | KTOE | UK | 2010 | nrg_110a | 35.6548
Imports | 5543 | 5543-Municipal waste | KTOE | NL | 2014 | nrg_110a | 15.6168
Imports | 3250 | 3250-Naphtha | KTOE | FR | 2013 | nrg_102a | 74.0519
Transformation output from Coke Ovens | 4200 | 4200-Derived gases | KTOE | BE | 2010 | nrg_103a | 15.1311
Transformation output from Coke Ovens | 4200 | 4200-Derived gases | KTOE | AT | 2014 | nrg_103a | 9.077
Consumption in Coal Mines | 4200 | 4200-Derived gases | KTOE | CZ | 2011 | nrg_103a | 0.20097
Consumption in Coke Ovens | 4200 | 4200-Derived gases | KTOE | TR | 2010 | nrg_103a | 10.9652
Imports | 5500 | 5500-Renewable energies | KTOE | SK | 2014 | nrg_110a | 2.8973
Primary production | 5500 | 5500-Renewable energies | KTOE | LU | 2012 | nrg_100a | 3.8058
Primary production | 5500 | 5500-Renewable energies | KTOE | LT | 2014 | nrg_100a | 56.8651
Imports | 5500 | 5500-Renewable energies | KTOE | BE | 2013 | nrg_100a | 27.9385
Imports | 5500 | 5500-Renewable energies | KTOE | FI | 2011 | nrg_100a | 7.419
Primary production | 5500 | 5500-Renewable energies | KTOE | SI | 2010 | nrg_100a | 45.9627
Primary production | 5500 | 5500-Renewable energies | KTOE | TR | 2010 | nrg_107a | 486.7992
Imports | 5500 | 5500-Renewable energies | KTOE | PL | 2009 | nrg_107a | 9.4747
Imports | 5500 | 5500-Renewable energies | KTOE | AT | 2011 | nrg_110a | 39.9965
Imports | 5500 | 5500-Renewable energies | KTOE | PL | 2009 | nrg_110a | 9.4747
Imports | 5500 | 5500-Renewable energies | KTOE | BG | 2013 | nrg_107a | 3.9984
Imports | 5500 | 5500-Renewable energies | KTOE | CY | 2013 | nrg_107a | 1.0634
Imports | 5500 | 5500-Renewable energies | KTOE | RS | 2011 | nrg_107a | 0.42287
Imports | 5500 | 5500-Renewable energies | KTOE | CZ | 2011 | nrg_110a | 8.0847
Imports | 5500 | 5500-Renewable energies | KTOE | PT | 2012 | nrg_100a | 2.7256
Primary production | 5500 | 5500-Renewable energies | KTOE | MD | 2014 | nrg_107a | 12.6734
Imports | 5500 | 5500-Renewable energies | KTOE | EL | 2013 | nrg_107a | 6.0457
Imports | 5500 | 5500-Renewable energies | KTOE | RO | 2014 | nrg_107a | 8.8509
Primary production | 5500 | 5500-Renewable energies | KTOE | AL | 2013 | nrg_110a | 33.9884
Primary production | 5500 | 5500-Renewable energies | KTOE | ME | 2009 | nrg_110a | 16.8979
Imports | 5500 | 5500-Renewable energies | KTOE | EL | 2010 | nrg_110a | 6.5691
Imports | 5500 | 5500-Renewable energies | KTOE | ES | 2012 | nrg_110a | 81.1527
Primary production | 5500 | 5500-Renewable energies | KTOE | MK | 2012 | nrg_100a | 11.6895
Imports | 5500 | 5500-Renewable energies | KTOE | ES | 2014 | nrg_100a | 54.6084
Imports | 5500 | 5500-Renewable energies | KTOE | ME | 2014 | nrg_100a | 0.079549
Imports | 5500 | 5500-Renewable energies | KTOE | MK | 2011 | nrg_100a | 0.23027
Primary production | 5500 | 5500-Renewable energies | KTOE | CZ | 2011 | nrg_107a | 126.927
Primary production | 5500 | 5500-Renewable energies | KTOE | EE | 2010 | nrg_107a | 41.3447
Primary production | 5500 | 5500-Renewable energies | KTOE | HU | 2010 | nrg_107a | 80.4661
Primary production | 5500 | 5500-Renewable energies | KTOE | IS | 2009 | nrg_107a | 198.0649
Imports | 5500 | 5500-Renewable energies | KTOE | HR | 2010 | nrg_107a | 0.18841
Imports | 5500 | 5500-Renewable energies | KTOE | MD | 2009 | nrg_107a | 0.0083736
Imports | 5500 | 5500-Renewable energies | KTOE | LV | 2010 | nrg_107a | 0.50242
Imports | 5500 | 5500-Renewable energies | KTOE | LU | 2010 | nrg_107a | 1.8548
Imports | 5500 | 5500-Renewable energies | KTOE | MT | 2013 | nrg_107a | 0.13398
Primary production | 5500 | 5500-Renewable energies | KTOE | ES | 2010 | nrg_110a | 612.7214
Imports | 5500 | 5500-Renewable energies | KTOE | LT | 2014 | nrg_110a | 6.8412
Imports | 5500 | 5500-Renewable energies | KTOE | IT | 2013 | nrg_110a | 124.5531
Imports | 5500 | 5500-Renewable energies | KTOE | IS | 2013 | nrg_110a | 0.18422
Imports | 5500 | 5500-Renewable energies | KTOE | UA | 2014 | nrg_110a | 1.0844
Consumption in Coal Mines | 5500 | 5500-Renewable energies | KTOE | PL | 2013 | nrg_110a | 0.046055
Primary production | 5500 | 5500-Renewable energies | KTOE | BG | 2009 | nrg_100a | 48.2864
Primary production | 5500 | 5500-Renewable energies | KTOE | CY | 2013 | nrg_100a | 4.5594
Primary production | 5500 | 5500-Renewable energies | KTOE | DE | 2009 | nrg_100a | 1016.5509
Primary production | 5500 | 5500-Renewable energies | KTOE | EL | 2012 | nrg_100a | 94.8687
Primary production | 5500 | 5500-Renewable energies | KTOE | FI | 2010 | nrg_100a | 394.9241
Primary production | 5500 | 5500-Renewable energies | KTOE | SE | 2014 | nrg_100a | 698.9737
Primary production | 5500 | 5500-Renewable energies | KTOE | XK | 2014 | nrg_100a | 10.9945
Imports | 5500 | 5500-Renewable energies | KTOE | HU | 2010 | nrg_100a | 4.8902
Imports | 5500 | 5500-Renewable energies | KTOE | LV | 2012 | nrg_100a | 1.57
Primary production | 5500 | 5500-Renewable energies | KTOE | LT | 2011 | nrg_107a | 48.6548
Primary production | 5500 | 5500-Renewable energies | KTOE | LU | 2009 | nrg_107a | 3.4709
Primary production | 5500 | 5500-Renewable energies | KTOE | NO | 2011 | nrg_107a | 498.8279
Imports | 5500 | 5500-Renewable energies | KTOE | AT | 2010 | nrg_107a | 35.3115
Imports | 5500 | 5500-Renewable energies | KTOE | FI | 2014 | nrg_107a | 17.8316
Imports | 5500 | 5500-Renewable energies | KTOE | UK | 2014 | nrg_107a | 115.9032
Primary production | 5500 | 5500-Renewable energies | KTOE | LU | 2013 | nrg_110a | 4.2329
Primary production | 5500 | 5500-Renewable energies | KTOE | NL | 2010 | nrg_110a | 128.271
Primary production | 5500 | 5500-Renewable energies | KTOE | NO | 2012 | nrg_110a | 575.3626
Imports | 5500 | 5500-Renewable energies | KTOE | DK | 2012 | nrg_110a | 52.5988
Imports | 5500 | 5500-Renewable energies | KTOE | UK | 2012 | nrg_110a | 63.5807
Consumption in Coal Mines | 5500 | 5500-Renewable energies | KTOE | UA | 2009 | nrg_110a | 0.058615
Primary production | 5500 | 5500-Renewable energies | KTOE | LV | 2011 | nrg_100a | 86.7212
Primary production | 5500 | 5500-Renewable energies | KTOE | NL | 2014 | nrg_100a | 190.7255
Imports | 5500 | 5500-Renewable energies | KTOE | SI | 2010 | nrg_100a | 1.2393
Primary production | 5500 | 5500-Renewable energies | KTOE | TR | 2014 | nrg_110a | 502.8431
Imports | 4000 | 4000-Gas | KTOE | LT | 2012 | nrg_103a | 111.1888
Imports | 4000 | 4000-Gas | KTOE | IT | 2009 | nrg_103a | 2374.5897
Imports | 4000 | 4000-Gas | KTOE | LV | 2012 | nrg_103a | 57.7025
Imports | 4000 | 4000-Gas | KTOE | NL | 2014 | nrg_103a | 873.8563
Primary production | 5100 | 5100-Nuclear heat | KTOE | CZ | 2009 | nrg_104a | 294.8303
Primary production | 5100 | 5100-Nuclear heat | KTOE | ES | 2014 | nrg_104a | 618.8928
Primary production | 5100 | 5100-Nuclear heat | KTOE | UA | 2014 | nrg_104a | 961.1679
Primary production | 7200 | 7200-Waste (non-renewable) | KTOE | CZ | 2010 | nrg_108a | 8.3945
Primary production | 7200 | 7200-Waste (non-renewable) | KTOE | DE | 2011 | nrg_108a | 162.1924
Primary production | 7200 | 7200-Waste (non-renewable) | KTOE | FI | 2010 | nrg_108a | 6.1169
Primary production | 7200 | 7200-Waste (non-renewable) | KTOE | SI | 2014 | nrg_108a | 1.8087
Primary production | 7200 | 7200-Waste (non-renewable) | KTOE | RS | 2011 | nrg_108a | 0.28889
Primary production | 7200 | 7200-Waste (non-renewable) | KTOE | UK | 2013 | nrg_108a | 30.9153
Primary production | 2210 | 2210-Lignite/Brown Coal | KTOE | BG | 2010 | nrg_110a | 206.0659
Imports | 2210 | 2210-Lignite/Brown Coal | KTOE | CZ | 2014 | nrg_110a | 15.4284
Imports | 2210 | 2210-Lignite/Brown Coal | KTOE | FR | 2009 | nrg_110a | 0.86667
Imports | 2210 | 2210-Lignite/Brown Coal | KTOE | LT | 2014 | nrg_110a | 0.01256
Imports | 2210 | 2210-Lignite/Brown Coal | KTOE | SK | 2010 | nrg_110a | 9.144
Consumption in Coal Mines | 2210 | 2210-Lignite/Brown Coal | KTOE | PL | 2013 | nrg_110a | 0.2219
Consumption in Coal Mines | 2210 | 2210-Lignite/Brown Coal | KTOE | SK | 2012 | nrg_110a | 0.020934
Primary production | 3105 | 3105-Crude oil (without NGL) | KTOE | EL | 2014 | nrg_110a | 2.7256
Primary production | 3105 | 3105-Crude oil (without NGL) | KTOE | UA | 2013 | nrg_110a | 92.7083
Imports | 3105 | 3105-Crude oil (without NGL) | KTOE | DE | 2014 | nrg_110a | 3715.6301
Imports | 3105 | 3105-Crude oil (without NGL) | KTOE | IE | 2013 | nrg_110a | 122.5058
Imports | 3105 | 3105-Crude oil (without NGL) | KTOE | LT | 2013 | nrg_110a | 380.6262
Imports | 3270A | 3270A-Total fuel oil | KTOE | CZ | 2012 | nrg_110a | 1.1597
Imports | 3270A | 3270A-Total fuel oil | KTOE | FR | 2013 | nrg_110a | 201.7996
Imports | 3270A | 3270A-Total fuel oil | KTOE | HR | 2010 | nrg_110a | 2.2818
Imports | 3270A | 3270A-Total fuel oil | KTOE | IE | 2013 | nrg_110a | 7.4818
Imports | 3270A | 3270A-Total fuel oil | KTOE | MD | 2012 | nrg_110a | 0.28052
Imports | 3270A | 3270A-Total fuel oil | KTOE | SK | 2010 | nrg_110a | 3.1987
Primary production | 4000 | 4000-Gas | KTOE | DK | 2009 | nrg_110a | 314.9102
Primary production | 4000 | 4000-Gas | KTOE | CZ | 2011 | nrg_110a | 7.9298
Primary production | 4000 | 4000-Gas | KTOE | RO | 2010 | nrg_110a | 360.8435
Imports | 4000 | 4000-Gas | KTOE | LT | 2010 | nrg_110a | 104.021
Imports | 4000 | 4000-Gas | KTOE | LU | 2010 | nrg_110a | 50.0992
Transformation input in Coke Ovens | 4000 | 4000-Gas | KTOE | UK | 2013 | nrg_110a | 0.19678
Consumption in Oil and gas extraction | 4000 | 4000-Gas | KTOE | LT | 2009 | nrg_110a | 0.0041868
Consumption in Oil and gas extraction | 4000 | 4000-Gas | KTOE | PL | 2010 | nrg_110a | 7.0631
Consumption in Oil and gas extraction | 4000 | 4000-Gas | KTOE | RO | 2011 | nrg_110a | 12.2715
Consumption in Oil and gas extraction | 4000 | 4000-Gas | KTOE | UA | 2013 | nrg_110a | 15.6293
Consumption in Oil and gas extraction | 4000 | 4000-Gas | KTOE | UK | 2013 | nrg_110a | 150.842
Consumption in Coal Mines | 4000 | 4000-Gas | KTOE | CZ | 2009 | nrg_110a | 0.31401
Consumption in Coke Ovens | 4000 | 4000-Gas | KTOE | AT | 2010 | nrg_110a | 5.7569
Consumption in Coke Ovens | 4000 | 4000-Gas | KTOE | NL | 2014 | nrg_110a | 7.733
Consumption in Pipeline transport | 4000 | 4000-Gas | KTOE | BG | 2012 | nrg_110a | 8.5201
Primary production | 4100 | 4100-Natural gas | KTOE | IE | 2012 | nrg_110a | 7.105
Imports | 4100 | 4100-Natural gas | KTOE | CZ | 2010 | nrg_110a | 292.0879
Imports | 4100 | 4100-Natural gas | KTOE | DE | 2011 | nrg_110a | 3145.5721
Imports | 4100 | 4100-Natural gas | KTOE | SK | 2009 | nrg_110a | 201.6656
Transformation input in Coke Ovens | 4100 | 4100-Natural gas | KTOE | UK | 2009 | nrg_110a | 1.1388
Transformation input in Gas Works | 4100 | 4100-Natural gas | KTOE | HR | 2010 | nrg_110a | 0.18003
Consumption in Oil and gas extraction | 4100 | 4100-Natural gas | KTOE | NL | 2010 | nrg_110a | 27.0928
Consumption in Coal Mines | 4100 | 4100-Natural gas | KTOE | RO | 2010 | nrg_110a | 0.054428
Consumption in Coal Mines | 4100 | 4100-Natural gas | KTOE | SK | 2012 | nrg_110a | 0.0041868
Consumption in Pipeline transport | 4100 | 4100-Natural gas | KTOE | HU | 2012 | nrg_110a | 2.3739
Consumption in Pipeline transport | 4100 | 4100-Natural gas | KTOE | IT | 2012 | nrg_110a | 5.401
Consumption in Pipeline transport | 4100 | 4100-Natural gas | KTOE | MD | 2010 | nrg_110a | 0.033494
Primary production | 5100 | 5100-Nuclear heat | KTOE | BE | 2011 | nrg_110a | 520.9258
Primary production | 7200 | 7200-Waste (non-renewable) | KTOE | FR | 2014 | nrg_110a | 51.9582
Primary production | 4000 | 4000-Gas | KTOE | FR | 2010 | nrg_100a | 27.0384
Primary production | 4000 | 4000-Gas | KTOE | HR | 2014 | nrg_100a | 60.4448
Primary production | 4000 | 4000-Gas | KTOE | MD | 2014 | nrg_100a | 0.0041868
Transformation output from Coke Ovens | 4000 | 4000-Gas | KTOE | ES | 2010 | nrg_100a | 16.0815
Transformation output from Coke Ovens | 4000 | 4000-Gas | KTOE | PL | 2011 | nrg_100a | 69.4423
Transformation output from Coke Ovens | 4000 | 4000-Gas | KTOE | SE | 2009 | nrg_100a | 6.6905
Transformation output from Coke Ovens | 4210 | 4210-Coke Oven Gas | KTOE | CZ | 2011 | nrg_103a | 18.5433
Transformation output from Coke Ovens | 4210 | 4210-Coke Oven Gas | KTOE | UA | 2009 | nrg_103a | 127.9988
Consumption in Coke Ovens | 4210 | 4210-Coke Oven Gas | KTOE | SK | 2013 | nrg_103a | 1.9427
Consumption in Coke Ovens | 4210 | 4210-Coke Oven Gas | KTOE | TR | 2013 | nrg_103a | 7.0757
Consumption in Coke Ovens | 4210 | 4210-Coke Oven Gas | KTOE | UK | 2009 | nrg_103a | 12.5981
Primary production | 5510 | 5510-Hydro power | KTOE | NL | 2013 | nrg_107a | 0.41031
Primary production | 5550 | 5550-Geothermal Energy | KTOE | LT | 2014 | nrg_107a | 0.079549
Primary production | 5550 | 5550-Geothermal Energy | KTOE | NL | 2009 | nrg_107a | 0.14235
Transformation output from BKB / PB Plants | 2330 | 2330-Peat products | KTOE | EE | 2011 | nrg_110a | 1.4989
Consumption in Coke Ovens | 4210 | 4210-Coke Oven Gas | KTOE | FI | 2011 | nrg_110a | 2.3739
Consumption in Coke Ovens | 4210 | 4210-Coke Oven Gas | KTOE | UA | 2011 | nrg_110a | 53.9972
Transformation output from Coke Ovens | 4210 | 4210-Coke Oven Gas | KTOE | CZ | 2013 | nrg_110a | 18.4931
Transformation output from Coke Ovens | 4210 | 4210-Coke Oven Gas | KTOE | UA | 2011 | nrg_110a | 139.5293
Primary production | 5510 | 5510-Hydro power | KTOE | NL | 2011 | nrg_110a | 0.20515
Primary production | 5510 | 5510-Hydro power | KTOE | MK | 2012 | nrg_110a | 3.7472
Primary production | 5550 | 5550-Geothermal Energy | KTOE | SI | 2009 | nrg_110a | 0.33494
Primary production | 5550 | 5550-Geothermal Energy | KTOE | SI | 2011 | nrg_107a | 1.2393
Primary production | 5510 | 5510-Hydro power | KTOE | SI | 2012 | nrg_110a | 14.0383
Primary production | 5550 | 5550-Geothermal Energy | KTOE | SK | 2009 | nrg_110a | 0.35588
Primary production | 5550 | 5550-Geothermal Energy | KTOE | TR | 2010 | nrg_110a | 82.3167
Primary production | 5510 | 5510-Hydro power | KTOE | TR | 2013 | nrg_110a | 213.912
Imports | 3200 | 3200-All petroleum products | KTOE | AL | 2011 | nrg_102a | 44.6899
Imports | 3200 | 3200-All petroleum products | KTOE | NO | 2010 | nrg_102a | 187.9748
Imports | 3200 | 3200-All petroleum products | KTOE | PL | 2012 | nrg_102a | 207.3596
Consumption in Pipeline transport | 3200 | 3200-All petroleum products | KTOE | PL | 2012 | nrg_102a | 0.041868
Primary production | 5510 | 5510-Hydro power | KTOE | PT | 2012 | nrg_107a | 20.239
Imports | 3200 | 3200-All petroleum products | KTOE | EL | 2012 | nrg_102a | 208.6157
Imports | 3200 | 3200-All petroleum products | KTOE | EE | 2010 | nrg_102a | 48.4078
Imports | 3200 | 3200-All petroleum products | KTOE | MT | 2012 | nrg_102a | 91.6784
Consumption in Oil and gas extraction | 3200 | 3200-All petroleum products | KTOE | HU | 2014 | nrg_102a | 0.51498
Transformation input in Coke Ovens | 3200 | 3200-All petroleum products | KTOE | SE | 2011 | nrg_102a | 0.64058
Transformation output from Coke Ovens | 4210 | 4210-Coke Oven Gas | KTOE | FR | 2010 | nrg_103a | 21.7044
Transformation output from Coke Ovens | 4210 | 4210-Coke Oven Gas | KTOE | FI | 2014 | nrg_103a | 7.9047
Consumption in Coke Ovens | 4210 | 4210-Coke Oven Gas | KTOE | HU | 2014 | nrg_103a | 2.8638
Primary production | 5510 | 5510-Hydro power | KTOE | AT | 2011 | nrg_107a | 123.2761
Primary production | 5510 | 5510-Hydro power | KTOE | AL | 2012 | nrg_107a | 17.011
Primary production | 5510 | 5510-Hydro power | KTOE | HR | 2010 | nrg_107a | 32.8538
Primary production | 5510 | 5510-Hydro power | KTOE | MK | 2011 | nrg_107a | 5.1581
Primary production | 5510 | 5510-Hydro power | KTOE | XK | 2011 | nrg_107a | 0.37681
Primary production | 5550 | 5550-Geothermal Energy | KTOE | MK | 2013 | nrg_107a | 0.41868
Consumption in Coke Ovens | 4210 | 4210-Coke Oven Gas | KTOE | DE | 2012 | nrg_110a | 6.0039
Transformation output from Coke Ovens | 4210 | 4210-Coke Oven Gas | KTOE | FR | 2012 | nrg_110a | 20.1301
Consumption in Coal Mines | 4210 | 4210-Coke Oven Gas | KTOE | PL | 2013 | nrg_110a | 0.12142
Primary production | 5510 | 5510-Hydro power | KTOE | AL | 2013 | nrg_110a | 25.0538
Primary production | 5510 | 5510-Hydro power | KTOE | HR | 2013 | nrg_110a | 31.0409
Primary production | 5510 | 5510-Hydro power | KTOE | LV | 2013 | nrg_110a | 10.4837
Primary production | 5510 | 5510-Hydro power | KTOE | UK | 2011 | nrg_110a | 20.4441
Primary production | 5550 | 5550-Geothermal Energy | KTOE | AT | 2013 | nrg_110a | 1.5282
Primary production | 5550 | 5550-Geothermal Energy | KTOE | HR | 2012 | nrg_110a | 0.29308
Imports | 2330 | 2330-Peat products | KTOE | LT | 2009 | nrg_101a | 0.79968
Imports | 3200 | 3200-All petroleum products | KTOE | CZ | 2014 | nrg_102a | 139.1776
Imports | 3200 | 3200-All petroleum products | KTOE | HR | 2010 | nrg_102a | 54.0307
Imports | 3200 | 3200-All petroleum products | KTOE | TR | 2014 | nrg_102a | 950.3617
Consumption in Oil and gas extraction | 3200 | 3200-All petroleum products | KTOE | LT | 2011 | nrg_102a | 0.041868
Consumption in Oil and gas extraction | 3200 | 3200-All petroleum products | KTOE | NO | 2009 | nrg_102a | 8.2815
Consumption in Oil and gas extraction | 3200 | 3200-All petroleum products | KTOE | NL | 2013 | nrg_102a | 0.17166
Consumption in Coal Mines | 3200 | 3200-All petroleum products | KTOE | PL | 2010 | nrg_102a | 0.9839
Consumption in Coke Ovens | 3200 | 3200-All petroleum products | KTOE | BE | 2009 | nrg_102a | 0.041868
Consumption in Coke Ovens | 4210 | 4210-Coke Oven Gas | KTOE | CZ | 2013 | nrg_103a | 7.9759
Consumption in Coke Ovens | 4210 | 4210-Coke Oven Gas | KTOE | PL | 2013 | nrg_103a | 40.0928
Primary production | 5510 | 5510-Hydro power | KTOE | DE | 2014 | nrg_107a | 70.5141
Primary production | 5510 | 5510-Hydro power | KTOE | DK | 2013 | nrg_107a | 0.046055
Imports | 5546 | 5546-Biogasoline | KTOE | NO | 2011 | nrg_110a | 0.33494
Imports | 3283 | 3283-Bitumen | KTOE | CY | 2009 | nrg_102a | 2.4535
Primary production | 5546 | 5546-Biogasoline | KTOE | LV | 2013 | nrg_107a | 0.071176
Primary production | 5546 | 5546-Biogasoline | KTOE | PL | 2014 | nrg_107a | 3.856
Imports | 5546 | 5546-Biogasoline | KTOE | EE | 2013 | nrg_107a | 0.13398
Imports | 3283 | 3283-Bitumen | KTOE | RS | 2011 | nrg_110a | 0.84573
Primary production | 5546 | 5546-Biogasoline | KTOE | PL | 2011 | nrg_110a | 3.6467
Imports | 3283 | 3283-Bitumen | KTOE | ME | 2009 | nrg_102a | 0.5694
Imports | 3283 | 3283-Bitumen | KTOE | PT | 2014 | nrg_102a | 3.0815
Imports | 3283 | 3283-Bitumen | KTOE | ES | 2013 | nrg_110a | 0.54428
Imports | 3283 | 3283-Bitumen | KTOE | ME | 2011 | nrg_110a | 0.33494
Imports | 3283 | 3283-Bitumen | KTOE | PT | 2010 | nrg_110a | 8.6206
Primary production | 5546 | 5546-Biogasoline | KTOE | AT | 2011 | nrg_110a | 2.4367
Primary production | 5546 | 5546-Biogasoline | KTOE | FI | 2011 | nrg_110a | 0.27633
Primary production | 5546 | 5546-Biogasoline | KTOE | FR | 2012 | nrg_110a | 17.5553
Imports | 3283 | 3283-Bitumen | KTOE | DE | 2009 | nrg_102a | 10.8061
Imports | 3283 | 3283-Bitumen | KTOE | IE | 2012 | nrg_102a | 9.9897
Imports | 3283 | 3283-Bitumen | KTOE | SK | 2009 | nrg_102a | 5.6564
Primary production | 5546 | 5546-Biogasoline | KTOE | ES | 2009 | nrg_107a | 9.8264
Imports | 5546 | 5546-Biogasoline | KTOE | LT | 2011 | nrg_107a | 0.23027
Imports | 3283 | 3283-Bitumen | KTOE | HU | 2012 | nrg_110a | 1.5072
Imports | 3283 | 3283-Bitumen | KTOE | IE | 2013 | nrg_110a | 10.4796
Primary production | 5546 | 5546-Biogasoline | KTOE | BE | 2014 | nrg_110a | 6.9166
Primary production | 5546 | 5546-Biogasoline | KTOE | ES | 2011 | nrg_110a | 9.8474
Primary production | 5546 | 5546-Biogasoline | KTOE | RO | 2010 | nrg_110a | 1.4821
Imports | 5546 | 5546-Biogasoline | KTOE | LV | 2013 | nrg_110a | 0.27214
Imports | 3283 | 3283-Bitumen | KTOE | AT | 2013 | nrg_102a | 10.7852
Imports | 3283 | 3283-Bitumen | KTOE | BE | 2012 | nrg_102a | 2.6126
Imports | 3283 | 3283-Bitumen | KTOE | DK | 2010 | nrg_102a | 8.876
Imports | 3283 | 3283-Bitumen | KTOE | SE | 2013 | nrg_102a | 3.9775
Imports | 5546 | 5546-Biogasoline | KTOE | SI | 2011 | nrg_107a | 0.21353
Imports | 5546 | 5546-Biogasoline | KTOE | SK | 2009 | nrg_107a | 0.42705
Imports | 3283 | 3283-Bitumen | KTOE | SK | 2013 | nrg_110a | 4.2873
Primary production | 5546 | 5546-Biogasoline | KTOE | SK | 2013 | nrg_110a | 2.2106
Primary production | 5546 | 5546-Biogasoline | KTOE | TR | 2012 | nrg_107a | 0.2219
Imports | 3283 | 3283-Bitumen | KTOE | PL | 2010 | nrg_110a | 13.8457
Imports | 3283 | 3283-Bitumen | KTOE | RO | 2009 | nrg_102a | 11.2876
Imports | 3283 | 3283-Bitumen | KTOE | CY | 2012 | nrg_110a | 1.4486
Primary production | 5546 | 5546-Biogasoline | KTOE | LV | 2012 | nrg_110a | 0.041868
Imports | 3283 | 3283-Bitumen | KTOE | EE | 2009 | nrg_102a | 3.4332
Imports | 3283 | 3283-Bitumen | KTOE | MT | 2010 | nrg_102a | 0.19678
Imports | 3283 | 3283-Bitumen | KTOE | MK | 2012 | nrg_102a | 2.1688
Primary production | 5546 | 5546-Biogasoline | KTOE | UK | 2014 | nrg_107a | 10.9987
Imports | 5546 | 5546-Biogasoline | KTOE | ES | 2011 | nrg_107a | 3.99
Imports | 5546 | 5546-Biogasoline | KTOE | RO | 2013 | nrg_107a | 1.8003
Imports | 3283 | 3283-Bitumen | KTOE | MK | 2010 | nrg_110a | 1.1639
Primary production | 5546 | 5546-Biogasoline | KTOE | UK | 2009 | nrg_110a | 1.6203
Imports | 5546 | 5546-Biogasoline | KTOE | ES | 2013 | nrg_110a | 2.1729
Imports | 5546 | 5546-Biogasoline | KTOE | PL | 2014 | nrg_110a | 1.7333
Imports | 3283 | 3283-Bitumen | KTOE | IS | 2012 | nrg_102a | 0.27214
Imports | 3283 | 3283-Bitumen | KTOE | HU | 2014 | nrg_102a | 2.3739
Imports | 3283 | 3283-Bitumen | KTOE | LT | 2009 | nrg_102a | 0.82061
Imports | 3283 | 3283-Bitumen | KTOE | LU | 2009 | nrg_102a | 0.80387
Imports | 3283 | 3283-Bitumen | KTOE | TR | 2014 | nrg_102a | 0.041868
Primary production | 5546 | 5546-Biogasoline | KTOE | CZ | 2014 | nrg_107a | 2.8093
Primary production | 5546 | 5546-Biogasoline | KTOE | BE | 2010 | nrg_107a | 2.0934
Primary production | 5546 | 5546-Biogasoline | KTOE | DE | 2010 | nrg_107a | 16.6635
Primary production | 5546 | 5546-Biogasoline | KTOE | HU | 2010 | nrg_107a | 0.64477
Primary production | 5546 | 5546-Biogasoline | KTOE | SE | 2009 | nrg_107a | 8.3066
Imports | 5546 | 5546-Biogasoline | KTOE | CZ | 2013 | nrg_107a | 0.20097
Imports | 5546 | 5546-Biogasoline | KTOE | HU | 2014 | nrg_107a | 1.4654
Imports | 5546 | 5546-Biogasoline | KTOE | LU | 2014 | nrg_107a | 0.13398
Imports | 3283 | 3283-Bitumen | KTOE | DE | 2013 | nrg_110a | 6.904
Imports | 3283 | 3283-Bitumen | KTOE | HR | 2014 | nrg_110a | 3.7179
Imports | 3283 | 3283-Bitumen | KTOE | IS | 2011 | nrg_110a | 0.42705
Imports | 3283 | 3283-Bitumen | KTOE | IE | 2009 | nrg_110a | 9.4245
Imports | 3283 | 3283-Bitumen | KTOE | NL | 2013 | nrg_110a | 13.2387
Primary production | 5546 | 5546-Biogasoline | KTOE | CZ | 2010 | nrg_110a | 2.5539
Imports | 5546 | 5546-Biogasoline | KTOE | FR | 2010 | nrg_110a | 4.5385
Imports | 5546 | 5546-Biogasoline | KTOE | IT | 2014 | nrg_110a | 0.39356
Imports | 5546 | 5546-Biogasoline | KTOE | IE | 2010 | nrg_110a | 1.3816
Imports | 3283 | 3283-Bitumen | KTOE | UK | 2009 | nrg_102a | 9.3198
Imports | 3283 | 3283-Bitumen | KTOE | UA | 2014 | nrg_102a | 3.3159
Transformation input in Gas Works | 3220 | 3220-Liquified petroleum gas (LPG) | KTOE | ES | 2012 | nrg_110a | 0.73688
Imports | 5544 | 5544-Charcoal | KTOE | IT | 2014 | nrg_110a | 1.8799
Imports | 3220 | 3220-Liquified petroleum gas (LPG) | KTOE | BG | 2010 | nrg_102a | 12.7865
Imports | 3220 | 3220-Liquified petroleum gas (LPG) | KTOE | DK | 2012 | nrg_102a | 0.23027
Imports | 3220 | 3220-Liquified petroleum gas (LPG) | KTOE | FR | 2010 | nrg_102a | 124.0172
Imports | 5544 | 5544-Charcoal | KTOE | BG | 2013 | nrg_107a | 0.025121
Imports | 3220 | 3220-Liquified petroleum gas (LPG) | KTOE | BE | 2013 | nrg_110a | 80.1772
Imports | 3220 | 3220-Liquified petroleum gas (LPG) | KTOE | FI | 2014 | nrg_110a | 14.6329
Imports | 3220 | 3220-Liquified petroleum gas (LPG) | KTOE | UK | 2009 | nrg_110a | 23.5801
Imports | 3220 | 3220-Liquified petroleum gas (LPG) | KTOE | XK | 2013 | nrg_110a | 1.658
Consumption in Oil and gas extraction | 3220 | 3220-Liquified petroleum gas (LPG) | KTOE | AL | 2013 | nrg_110a | 0.14235
Imports | 3220 | 3220-Liquified petroleum gas (LPG) | KTOE | AL | 2010 | nrg_102a | 4.5887
Imports | 3220 | 3220-Liquified petroleum gas (LPG) | KTOE | PL | 2014 | nrg_102a | 93.4703
Imports | 5544 | 5544-Charcoal | KTOE | AT | 2011 | nrg_110a | 0.33913
Imports | 5544 | 5544-Charcoal | KTOE | CY | 2013 | nrg_107a | 0.33913
Imports | 5544 | 5544-Charcoal | KTOE | RS | 2014 | nrg_110a | 0.029308
Imports | 3220 | 3220-Liquified petroleum gas (LPG) | KTOE | EE | 2011 | nrg_102a | 0.40612
Imports | 3220 | 3220-Liquified petroleum gas (LPG) | KTOE | EL | 2012 | nrg_102a | 2.4367
Imports | 3220 | 3220-Liquified petroleum gas (LPG) | KTOE | ES | 2012 | nrg_102a | 16.3285
Transformation input in Gas Works | 3220 | 3220-Liquified petroleum gas (LPG) | KTOE | PL | 2014 | nrg_102a | 0.046055
Imports | 5544 | 5544-Charcoal | KTOE | EL | 2009 | nrg_107a | 2.0767
Imports | 3220 | 3220-Liquified petroleum gas (LPG) | KTOE | EL | 2012 | nrg_110a | 2.4367
Imports | 3220 | 3220-Liquified petroleum gas (LPG) | KTOE | IE | 2012 | nrg_102a | 3.7723
Imports | 3220 | 3220-Liquified petroleum gas (LPG) | KTOE | HU | 2013 | nrg_102a | 8.2731
Imports | 3220 | 3220-Liquified petroleum gas (LPG) | KTOE | IS | 2014 | nrg_102a | 0.09211
Consumption in Oil and gas extraction | 3220 | 3220-Liquified petroleum gas (LPG) | KTOE | PT | 2011 | nrg_102a | 0.09211
Imports | 3220 | 3220-Liquified petroleum gas (LPG) | KTOE | LV | 2011 | nrg_102a | 6.3304
Imports | 3220 | 3220-Liquified petroleum gas (LPG) | KTOE | MT | 2014 | nrg_102a | 1.0132
Imports | 5544 | 5544-Charcoal | KTOE | NL | 2014 | nrg_107a | 1.411
Imports | 3220 | 3220-Liquified petroleum gas (LPG) | KTOE | FR | 2009 | nrg_110a | 119.4159
Imports | 3220 | 3220-Liquified petroleum gas (LPG) | KTOE | LU | 2010 | nrg_110a | 0.64477
Imports | 3220 | 3220-Liquified petroleum gas (LPG) | KTOE | SK | 2011 | nrg_110a | 1.9301
Consumption in Oil and gas extraction | 3220 | 3220-Liquified petroleum gas (LPG) | KTOE | UA | 2009 | nrg_110a | 0.046055
Consumption in Oil and gas extraction | 3220 | 3220-Liquified petroleum gas (LPG) | KTOE | PT | 2009 | nrg_110a | 0.13816
Imports | 5544 | 5544-Charcoal | KTOE | HR | 2009 | nrg_110a | 0.09211
Imports | 3220 | 3220-Liquified petroleum gas (LPG) | KTOE | FI | 2013 | nrg_102a | 13.5652
Imports | 3220 | 3220-Liquified petroleum gas (LPG) | KTOE | UA | 2010 | nrg_102a | 2.6209
Imports | 3220 | 3220-Liquified petroleum gas (LPG) | KTOE | SI | 2009 | nrg_102a | 4.2831
Imports | 3220 | 3220-Liquified petroleum gas (LPG) | KTOE | SE | 2010 | nrg_102a | 41.6294
Imports | 3220 | 3220-Liquified petroleum gas (LPG) | KTOE | UK | 2014 | nrg_102a | 19.4435
Imports | 3220 | 3220-Liquified petroleum gas (LPG) | KTOE | DK | 2009 | nrg_110a | 0.23027
Imports | 3220 | 3220-Liquified petroleum gas (LPG) | KTOE | NO | 2014 | nrg_102a | 7.6995
Imports | 3220 | 3220-Liquified petroleum gas (LPG) | KTOE | AT | 2011 | nrg_110a | 4.1868
Imports | 3220 | 3220-Liquified petroleum gas (LPG) | KTOE | PL | 2010 | nrg_110a | 91.1718
Imports | 3220 | 3220-Liquified petroleum gas (LPG) | KTOE | CZ | 2013 | nrg_102a | 4.685
Imports | 3220 | 3220-Liquified petroleum gas (LPG) | KTOE | RS | 2009 | nrg_102a | 11.8235
Imports | 3220 | 3220-Liquified petroleum gas (LPG) | KTOE | PT | 2012 | nrg_102a | 19.8245
Imports | 3220 | 3220-Liquified petroleum gas (LPG) | KTOE | CY | 2009 | nrg_110a | 2.3655
Imports | 3220 | 3220-Liquified petroleum gas (LPG) | KTOE | RS | 2013 | nrg_110a | 7.7581
Imports | 3220 | 3220-Liquified petroleum gas (LPG) | KTOE | PT | 2014 | nrg_110a | 37.9031
Imports | 5544 | 5544-Charcoal | KTOE | BG | 2014 | nrg_110a | 0.025121
Consumption in Oil and gas extraction | 3220 | 3220-Liquified petroleum gas (LPG) | KTOE | HU | 2010 | nrg_102a | 0.56522
Imports | 3220 | 3220-Liquified petroleum gas (LPG) | KTOE | ME | 2014 | nrg_102a | 0.84573
Imports | 3220 | 3220-Liquified petroleum gas (LPG) | KTOE | MK | 2010 | nrg_102a | 1.9217
Imports | 3220 | 3220-Liquified petroleum gas (LPG) | KTOE | ES | 2012 | nrg_110a | 16.3285
Imports | 3220 | 3220-Liquified petroleum gas (LPG) | KTOE | ME | 2010 | nrg_110a | 0.84573
Imports | 3220 | 3220-Liquified petroleum gas (LPG) | KTOE | MK | 2009 | nrg_110a | 2.0139
Imports | 3220 | 3220-Liquified petroleum gas (LPG) | KTOE | RO | 2011 | nrg_110a | 4.9572
Imports | 3220 | 3220-Liquified petroleum gas (LPG) | KTOE | HR | 2009 | nrg_102a | 0.79549
Imports | 3220 | 3220-Liquified petroleum gas (LPG) | KTOE | LT | 2013 | nrg_102a | 4.9195
Imports | 3220 | 3220-Liquified petroleum gas (LPG) | KTOE | NL | 2010 | nrg_102a | 75.0693
Imports | 3220 | 3220-Liquified petroleum gas (LPG) | KTOE | SK | 2013 | nrg_102a | 2.3446
Imports | 5544 | 5544-Charcoal | KTOE | HR | 2013 | nrg_107a | 0.083736
Primary production | 5510 | 5510-Hydro power | KTOE | IT | 2010 | nrg_107a | 184.0182
Primary production | 5510 | 5510-Hydro power | KTOE | SE | 2011 | nrg_107a | 239.1626
Primary production | 5510 | 5510-Hydro power | KTOE | RS | 2012 | nrg_107a | 33.4316
Primary production | 5550 | 5550-Geothermal Energy | KTOE | CY | 2014 | nrg_107a | 0.066989
Primary production | 5550 | 5550-Geothermal Energy | KTOE | EL | 2013 | nrg_107a | 0.48148
Primary production | 5550 | 5550-Geothermal Energy | KTOE | ES | 2011 | nrg_107a | 0.70338
Imports | 2330 | 2330-Peat products | KTOE | LT | 2012 | nrg_110a | 1.5198
Consumption in Coke Ovens | 4210 | 4210-Coke Oven Gas | KTOE | SE | 2013 | nrg_110a | 3.1443
Transformation output from Coke Ovens | 4210 | 4210-Coke Oven Gas | KTOE | SK | 2009 | nrg_110a | 11.0783
Primary production | 5510 | 5510-Hydro power | KTOE | EE | 2013 | nrg_110a | 0.09211
Primary production | 5510 | 5510-Hydro power | KTOE | EL | 2009 | nrg_110a | 19.3472
Primary production | 5510 | 5510-Hydro power | KTOE | HU | 2013 | nrg_110a | 0.76618
Primary production | 5550 | 5550-Geothermal Energy | KTOE | BG | 2010 | nrg_110a | 1.3691
Primary production | 5550 | 5550-Geothermal Energy | KTOE | IT | 2012 | nrg_110a | 207.5522
Primary production | 5550 | 5550-Geothermal Energy | KTOE | RS | 2014 | nrg_110a | 0.23446
Transformation output from BKB / PB Plants | 2330 | 2330-Peat products | KTOE | EE | 2009 | nrg_101a | 0.90016
Imports | 3200 | 3200-All petroleum products | KTOE | BE | 2011 | nrg_102a | 924.0603
Imports | 3200 | 3200-All petroleum products | KTOE | DK | 2010 | nrg_102a | 280.0802
Imports | 3200 | 3200-All petroleum products | KTOE | SI | 2011 | nrg_102a | 139.3493
Imports | 3200 | 3200-All petroleum products | KTOE | XK | 2011 | nrg_102a | 26.4396
Consumption in Coal Mines | 3200 | 3200-All petroleum products | KTOE | DE | 2012 | nrg_102a | 0.12979
Consumption in Coal Mines | 3200 | 3200-All petroleum products | KTOE | MK | 2014 | nrg_102a | 0.083736
Consumption in Coke Ovens | 3200 | 3200-All petroleum products | KTOE | UA | 2014 | nrg_102a | 0.1256
Consumption in Oil and gas extraction | 3200 | 3200-All petroleum products | KTOE | ES | 2014 | nrg_102a | 0.083736
Transformation output from Coke Ovens | 4210 | 4210-Coke Oven Gas | KTOE | AT | 2011 | nrg_103a | 9.5375
Transformation output from Coke Ovens | 4210 | 4210-Coke Oven Gas | KTOE | DE | 2013 | nrg_103a | 61.7218
Consumption in Coke Ovens | 4210 | 4210-Coke Oven Gas | KTOE | UA | 2012 | nrg_103a | 54.5708
Primary production | 5510 | 5510-Hydro power | KTOE | LV | 2014 | nrg_107a | 7.1804
Primary production | 5550 | 5550-Geothermal Energy | KTOE | IT | 2013 | nrg_107a | 210.0183
Transformation output from BKB / PB Plants | 2330 | 2330-Peat products | KTOE | FI | 2011 | nrg_110a | 0.9211
Consumption in Coke Ovens | 4210 | 4210-Coke Oven Gas | KTOE | ES | 2013 | nrg_110a | 5.7987
Consumption in Coke Ovens | 4210 | 4210-Coke Oven Gas | KTOE | SK | 2011 | nrg_110a | 1.7794
Consumption in Coke Ovens | 4210 | 4210-Coke Oven Gas | KTOE | TR | 2011 | nrg_110a | 4.0905
Transformation output from Coke Ovens | 4210 | 4210-Coke Oven Gas | KTOE | AT | 2013 | nrg_110a | 9.2905
Transformation output from Coke Ovens | 4210 | 4210-Coke Oven Gas | KTOE | BE | 2009 | nrg_110a | 9.2863
Primary production | 5510 | 5510-Hydro power | KTOE | LT | 2014 | nrg_110a | 1.4361
Primary production | 5550 | 5550-Geothermal Energy | KTOE | LT | 2013 | nrg_110a | 0.071176
Imports | 3200 | 3200-All petroleum products | KTOE | PT | 2011 | nrg_102a | 161.8408
Imports | 3200 | 3200-All petroleum products | KTOE | RS | 2014 | nrg_102a | 37.1202
Transformation input in Coke Ovens | 3200 | 3200-All petroleum products | KTOE | DE | 2014 | nrg_102a | 26.134
Primary production | 5510 | 5510-Hydro power | KTOE | PL | 2009 | nrg_107a | 8.5494
Primary production | 5510 | 5510-Hydro power | KTOE | RO | 2010 | nrg_107a | 71.5775
Primary production | 5510 | 5510-Hydro power | KTOE | PT | 2011 | nrg_110a | 41.5456
Primary production | 5550 | 5550-Geothermal Energy | KTOE | PL | 2011 | nrg_110a | 0.53172
Primary production | 5550 | 5550-Geothermal Energy | KTOE | RO | 2012 | nrg_110a | 0.97552
Transformation output from BKB / PB Plants | 2330 | 2330-Peat products | KTOE | UA | 2013 | nrg_101a | 5.38
Imports | 3200 | 3200-All petroleum products | KTOE | ME | 2010 | nrg_102a | 13.381
Imports | 3200 | 3200-All petroleum products | KTOE | RO | 2012 | nrg_102a | 110.1045
Transformation input in Patent Fuel Plants | 3200 | 3200-All petroleum products | KTOE | UK | 2013 | nrg_102a | 3.7723
Consumption in Coal Mines | 3200 | 3200-All petroleum products | KTOE | RO | 2010 | nrg_102a | 0.25539
Transformation output from Coke Ovens | 4210 | 4210-Coke Oven Gas | KTOE | ES | 2009 | nrg_103a | 12.954
Transformation output from Coke Ovens | 4210 | 4210-Coke Oven Gas | KTOE | NL | 2014 | nrg_103a | 16.2867
Transformation output from Coke Ovens | 4210 | 4210-Coke Oven Gas | KTOE | PL | 2010 | nrg_103a | 73.0094
Transformation output from Coke Ovens | 4210 | 4210-Coke Oven Gas | KTOE | TR | 2009 | nrg_103a | 23.7015
Consumption in Coke Ovens | 4210 | 4210-Coke Oven Gas | KTOE | FR | 2011 | nrg_103a | 2.6293
Primary production | 5510 | 5510-Hydro power | KTOE | ME | 2011 | nrg_107a | 4.3333
Primary production | 5550 | 5550-Geothermal Energy | KTOE | AT | 2010 | nrg_107a | 1.4444
Transformation output from BKB / PB Plants | 2330 | 2330-Peat products | KTOE | LT | 2011 | nrg_110a | 0.13816
Consumption in Coke Ovens | 4210 | 4210-Coke Oven Gas | KTOE | HU | 2011 | nrg_110a | 2.9726
Transformation output from Coke Ovens | 4210 | 4210-Coke Oven Gas | KTOE | ES | 2011 | nrg_110a | 15.5958
Transformation output from Coke Ovens | 4210 | 4210-Coke Oven Gas | KTOE | IT | 2009 | nrg_110a | 11.6058
Imports | 3260 | 3260-Gas/diesel oil (without bio components) | KTOE | MD | 2010 | nrg_102a | 17.1617
Imports | 3260 | 3260-Gas/diesel oil (without bio components) | KTOE | TR | 2011 | nrg_102a | 435.6072
Imports | 3260 | 3260-Gas/diesel oil (without bio components) | KTOE | UA | 2012 | nrg_102a | 202.034
Consumption in Oil and gas extraction | 3260 | 3260-Gas/diesel oil (without bio components) | KTOE | NL | 2009 | nrg_102a | 0.041868
Consumption in Oil and gas extraction | 3260 | 3260-Gas/diesel oil (without bio components) | KTOE | NO | 2011 | nrg_102a | 9.4789
Consumption in Oil and gas extraction | 3260 | 3260-Gas/diesel oil (without bio components) | KTOE | RO | 2014 | nrg_102a | 1.5282
Imports | 3260 | 3260-Gas/diesel oil (without bio components) | KTOE | FR | 2012 | nrg_110a | 1006.5193
Imports | 3260 | 3260-Gas/diesel oil (without bio components) | KTOE | HR | 2009 | nrg_110a | 24.9868
Imports | 3260 | 3260-Gas/diesel oil (without bio components) | KTOE | TR | 2009 | nrg_110a | 391.1183
Consumption in Oil and gas extraction | 3260 | 3260-Gas/diesel oil (without bio components) | KTOE | PL | 2009 | nrg_110a | 0.38937
Consumption in Oil and gas extraction | 3260 | 3260-Gas/diesel oil (without bio components) | KTOE | RO | 2011 | nrg_110a | 0.59871
Consumption in Coal Mines | 3260 | 3260-Gas/diesel oil (without bio components) | KTOE | PL | 2014 | nrg_110a | 0.95459
Consumption in Coke Ovens | 3260 | 3260-Gas/diesel oil (without bio components) | KTOE | BE | 2011 | nrg_110a | 0.041868
Imports | 3260 | 3260-Gas/diesel oil (without bio components) | KTOE | BG | 2012 | nrg_102a | 28.0432
Imports | 3260 | 3260-Gas/diesel oil (without bio components) | KTOE | FR | 2012 | nrg_102a | 1006.5193
Consumption in Coal Mines | 3260 | 3260-Gas/diesel oil (without bio components) | KTOE | DE | 2013 | nrg_102a | 0.12979
Imports | 3260 | 3260-Gas/diesel oil (without bio components) | KTOE | BE | 2012 | nrg_110a | 333.3028
Imports | 3260 | 3260-Gas/diesel oil (without bio components) | KTOE | XK | 2013 | nrg_110a | 10.9317
Imports | 3260 | 3260-Gas/diesel oil (without bio components) | KTOE | AL | 2012 | nrg_102a | 28.5917
Imports | 3260 | 3260-Gas/diesel oil (without bio components) | KTOE | SE | 2011 | nrg_102a | 94.2951
Imports | 3260 | 3260-Gas/diesel oil (without bio components) | KTOE | RO | 2013 | nrg_110a | 47.3988
Consumption in Pipeline transport | 3260 | 3260-Gas/diesel oil (without bio components) | KTOE | PL | 2009 | nrg_110a | 0.041868
Consumption in Pipeline transport | 3260 | 3260-Gas/diesel oil (without bio components) | KTOE | UA | 2013 | nrg_110a | 0.21353
Imports | 3260 | 3260-Gas/diesel oil (without bio components) | KTOE | ES | 2014 | nrg_102a | 163.1931
Imports | 3260 | 3260-Gas/diesel oil (without bio components) | KTOE | EL | 2014 | nrg_102a | 39.8751
Imports | 3260 | 3260-Gas/diesel oil (without bio components) | KTOE | EE | 2013 | nrg_102a | 30.1617
Imports | 3260 | 3260-Gas/diesel oil (without bio components) | KTOE | ME | 2014 | nrg_110a | 7.5614
Consumption in Coal Mines | 3260 | 3260-Gas/diesel oil (without bio components) | KTOE | RO | 2009 | nrg_110a | 0.12979
Imports | 3260 | 3260-Gas/diesel oil (without bio components) | KTOE | IE | 2014 | nrg_102a | 96.4471
Imports | 3260 | 3260-Gas/diesel oil (without bio components) | KTOE | HU | 2013 | nrg_102a | 51.4516
Imports | 3260 | 3260-Gas/diesel oil (without bio components) | KTOE | LT | 2009 | nrg_102a | 5.7275
Imports | 3260 | 3260-Gas/diesel oil (without bio components) | KTOE | LU | 2012 | nrg_102a | 86.202
Consumption in Oil and gas extraction | 3260 | 3260-Gas/diesel oil (without bio components) | KTOE | PL | 2010 | nrg_102a | 0.30145
Consumption in Oil and gas extraction | 3260 | 3260-Gas/diesel oil (without bio components) | KTOE | UK | 2013 | nrg_102a | 26.6322
Consumption in Oil and gas extraction | 3260 | 3260-Gas/diesel oil (without bio components) | KTOE | UA | 2012 | nrg_102a | 1.8213
Consumption in Coal Mines | 3260 | 3260-Gas/diesel oil (without bio components) | KTOE | CZ | 2009 | nrg_102a | 0.6029
Consumption in Coal Mines | 3260 | 3260-Gas/diesel oil (without bio components) | KTOE | RO | 2012 | nrg_102a | 0.25539
Imports | 3260 | 3260-Gas/diesel oil (without bio components) | KTOE | DE | 2011 | nrg_110a | 582.5974
Imports | 3260 | 3260-Gas/diesel oil (without bio components) | KTOE | CZ | 2010 | nrg_110a | 52.5904
Imports | 3260 | 3260-Gas/diesel oil (without bio components) | KTOE | LU | 2013 | nrg_110a | 85.6494
Imports | 3260 | 3260-Gas/diesel oil (without bio components) | KTOE | LT | 2010 | nrg_110a | 8.742
Imports | 3260 | 3260-Gas/diesel oil (without bio components) | KTOE | IS | 2012 | nrg_110a | 11.9701
Imports | 3260 | 3260-Gas/diesel oil (without bio components) | KTOE | IE | 2009 | nrg_110a | 102.5515
Imports | 3260 | 3260-Gas/diesel oil (without bio components) | KTOE | SK | 2011 | nrg_110a | 26.0838
Consumption in Oil and gas extraction | 3260 | 3260-Gas/diesel oil (without bio components) | KTOE | NL | 2010 | nrg_110a | 0.083736
Consumption in Coal Mines | 3260 | 3260-Gas/diesel oil (without bio components) | KTOE | CZ | 2012 | nrg_110a | 0.55684
Consumption in Coal Mines | 3260 | 3260-Gas/diesel oil (without bio components) | KTOE | NO | 2013 | nrg_110a | 0.25958
Consumption in Coal Mines | 3260 | 3260-Gas/diesel oil (without bio components) | KTOE | SK | 2012 | nrg_110a | 0.041868
Consumption in Coal Mines | 3260 | 3260-Gas/diesel oil (without bio components) | KTOE | UA | 2014 | nrg_102a | 0.71594
Consumption in Coke Ovens | 3260 | 3260-Gas/diesel oil (without bio components) | KTOE | UA | 2011 | nrg_102a | 0.51079
Imports | 3260 | 3260-Gas/diesel oil (without bio components) | KTOE | SE | 2014 | nrg_110a | 102.9618
Imports | 3260 | 3260-Gas/diesel oil (without bio components) | KTOE | UA | 2014 | nrg_110a | 201.5065
Consumption in Coal Mines | 3260 | 3260-Gas/diesel oil (without bio components) | KTOE | DE | 2009 | nrg_110a | 0.30145
Imports | 5544 | 5544-Charcoal | KTOE | LT | 2011 | nrg_107a | 0.062802
Imports | 5544 | 5544-Charcoal | KTOE | LV | 2011 | nrg_107a | 0.058615
Imports | 3220 | 3220-Liquified petroleum gas (LPG) | KTOE | DE | 2014 | nrg_110a | 30.8986
Imports | 3220 | 3220-Liquified petroleum gas (LPG) | KTOE | IS | 2013 | nrg_110a | 0.13816
Imports | 3220 | 3220-Liquified petroleum gas (LPG) | KTOE | HU | 2011 | nrg_110a | 6.7701
Imports | 3220 | 3220-Liquified petroleum gas (LPG) | KTOE | HR | 2010 | nrg_110a | 0.65733
Imports | 3220 | 3220-Liquified petroleum gas (LPG) | KTOE | LT | 2010 | nrg_110a | 5.0116
Transformation input in Gas Works | 3220 | 3220-Liquified petroleum gas (LPG) | KTOE | ES | 2009 | nrg_110a | 0.78293
Imports | 5544 | 5544-Charcoal | KTOE | IT | 2011 | nrg_110a | 2.1269
Imports | 5544 | 5544-Charcoal | KTOE | LV | 2013 | nrg_110a | 0.058615
Imports | 3220 | 3220-Liquified petroleum gas (LPG) | KTOE | BE | 2012 | nrg_102a | 74.1064
Imports | 3220 | 3220-Liquified petroleum gas (LPG) | KTOE | DK | 2009 | nrg_102a | 0.23027
Consumption in Oil and gas extraction | 3220 | 3220-Liquified petroleum gas (LPG) | KTOE | AL | 2014 | nrg_102a | 0.14235
Imports | 5544 | 5544-Charcoal | KTOE | BE | 2014 | nrg_107a | 0.26377
Imports | 3220 | 3220-Liquified petroleum gas (LPG) | KTOE | BE | 2010 | nrg_110a | 77.6944
Imports | 3220 | 3220-Liquified petroleum gas (LPG) | KTOE | FI | 2011 | nrg_110a | 14.1849
Imports | 3220 | 3220-Liquified petroleum gas (LPG) | KTOE | XK | 2010 | nrg_110a | 2.1101
Imports | 5544 | 5544-Charcoal | KTOE | UA | 2013 | nrg_110a | 0.029308
Imports | 3220 | 3220-Liquified petroleum gas (LPG) | KTOE | AT | 2013 | nrg_102a | 2.8596
Imports | 3220 | 3220-Liquified petroleum gas (LPG) | KTOE | PL | 2010 | nrg_102a | 91.1718
Imports | 3220 | 3220-Liquified petroleum gas (LPG) | KTOE | NO | 2012 | nrg_110a | 8.4364
Imports | 5544 | 5544-Charcoal | KTOE | PT | 2013 | nrg_107a | 0.94203
Imports | 3220 | 3220-Liquified petroleum gas (LPG) | KTOE | EE | 2011 | nrg_110a | 0.40612
Imports | 5544 | 5544-Charcoal | KTOE | EL | 2012 | nrg_110a | 1.8924
Imports | 5544 | 5544-Charcoal | KTOE | PT | 2012 | nrg_110a | 1.6245
Imports | 3220 | 3220-Liquified petroleum gas (LPG) | KTOE | MT | 2010 | nrg_102a | 1.0132
Transformation input in Gas Works | 3220 | 3220-Liquified petroleum gas (LPG) | KTOE | PL | 2010 | nrg_102a | 0.13816
Imports | 5544 | 5544-Charcoal | KTOE | NL | 2010 | nrg_107a | 1.2016
Imports | 3220 | 3220-Liquified petroleum gas (LPG) | KTOE | NL | 2012 | nrg_110a | 78.2806
Imports | 3220 | 3220-Liquified petroleum gas (LPG) | KTOE | MT | 2012 | nrg_110a | 1.0593
Transformation input in Gas Works | 3220 | 3220-Liquified petroleum gas (LPG) | KTOE | PL | 2014 | nrg_110a | 0.046055
Imports | 5544 | 5544-Charcoal | KTOE | NL | 2012 | nrg_110a | 1.9217
Imports | 3220 | 3220-Liquified petroleum gas (LPG) | KTOE | CY | 2011 | nrg_102a | 2.5539
Imports | 3220 | 3220-Liquified petroleum gas (LPG) | KTOE | IS | 2010 | nrg_102a | 0.13816
Imports | 3220 | 3220-Liquified petroleum gas (LPG) | KTOE | HU | 2009 | nrg_102a | 3.5713
Imports | 3220 | 3220-Liquified petroleum gas (LPG) | KTOE | IT | 2013 | nrg_102a | 106.8136
Consumption in Oil and gas extraction | 3220 | 3220-Liquified petroleum gas (LPG) | KTOE | UA | 2010 | nrg_102a | 0.046055
Imports | 3220 | 3220-Liquified petroleum gas (LPG) | KTOE | LU | 2011 | nrg_102a | 0.46055
Imports | 3220 | 3220-Liquified petroleum gas (LPG) | KTOE | RO | 2011 | nrg_102a | 4.9572
Imports | 3220 | 3220-Liquified petroleum gas (LPG) | KTOE | TR | 2012 | nrg_102a | 140.3457
Transformation input in Gas Works | 3220 | 3220-Liquified petroleum gas (LPG) | KTOE | ES | 2013 | nrg_102a | 0.69082
Imports | 5544 | 5544-Charcoal | KTOE | CY | 2009 | nrg_107a | 0.30982
Imports | 5544 | 5544-Charcoal | KTOE | IT | 2011 | nrg_107a | 2.1269
Imports | 5544 | 5544-Charcoal | KTOE | RS | 2014 | nrg_107a | 0.029308
Imports | 3220 | 3220-Liquified petroleum gas (LPG) | KTOE | BG | 2013 | nrg_110a | 15.2274
Imports | 3220 | 3220-Liquified petroleum gas (LPG) | KTOE | IE | 2013 | nrg_110a | 4.3375
Imports | 3220 | 3220-Liquified petroleum gas (LPG) | KTOE | IT | 2009 | nrg_110a | 84.5482
Imports | 3220 | 3220-Liquified petroleum gas (LPG) | KTOE | SE | 2013 | nrg_110a | 47.1517
Imports | 5544 | 5544-Charcoal | KTOE | LT | 2011 | nrg_110a | 0.062802
Imports | 3220 | 3220-Liquified petroleum gas (LPG) | KTOE | FI | 2009 | nrg_102a | 10.3498
Imports | 3220 | 3220-Liquified petroleum gas (LPG) | KTOE | UK | 2010 | nrg_102a | 16.6174
Imports | 3220 | 3220-Liquified petroleum gas (LPG) | KTOE | XK | 2011 | nrg_102a | 2.1185
Consumption in Coal Mines | 4240 | 4240-Other recovered gases | KTOE | CZ | 2014 | nrg_103a | 1.5449
Imports | 3220 | 3220-Liquified petroleum gas (LPG) | KTOE | SI | 2014 | nrg_110a | 3.4081
Imports | 3220 | 3220-Liquified petroleum gas (LPG) | KTOE | UA | 2014 | nrg_110a | 19.8245
Imports | 5544 | 5544-Charcoal | KTOE | BE | 2014 | nrg_110a | 0.26377
Imports | 3220 | 3220-Liquified petroleum gas (LPG) | KTOE | AT | 2011 | nrg_102a | 4.1868
Imports | 3220 | 3220-Liquified petroleum gas (LPG) | KTOE | NO | 2010 | nrg_110a | 11.0657
Imports | 3220 | 3220-Liquified petroleum gas (LPG) | KTOE | CY | 2009 | nrg_102a | 2.3655
Imports | 3220 | 3220-Liquified petroleum gas (LPG) | KTOE | RO | 2009 | nrg_102a | 6.2593
Imports | 3220 | 3220-Liquified petroleum gas (LPG) | KTOE | BG | 2011 | nrg_110a | 12.3259
Imports | 3220 | 3220-Liquified petroleum gas (LPG) | KTOE | EE | 2009 | nrg_110a | 0.3182
Imports | 3220 | 3220-Liquified petroleum gas (LPG) | KTOE | SE | 2011 | nrg_110a | 54.6461
Imports | 5544 | 5544-Charcoal | KTOE | CY | 2013 | nrg_110a | 0.33913
Consumption in BKB / PB Plants | 5200 | 5200-Derived heat | KTOE | LT | 2012 | nrg_100a | 0.0041868
Imports | 2115 | 2115-Anthracite | KTOE | MK | 2009 | nrg_101a | 0.12979
Imports | 2115 | 2115-Anthracite | KTOE | ES | 2014 | nrg_110a | 14.6371
Imports | 2115 | 2115-Anthracite | KTOE | MK | 2011 | nrg_110a | 0.046055
Imports | 2115 | 2115-Anthracite | KTOE | RO | 2010 | nrg_110a | 1.8631
Consumption in Oil and gas extraction | 5200 | 5200-Derived heat | KTOE | IT | 2011 | nrg_110a | 0.72432
Consumption in Coal Mines | 5200 | 5200-Derived heat | KTOE | EE | 2010 | nrg_110a | 0.054428
Consumption in Coal Mines | 5200 | 5200-Derived heat | KTOE | RO | 2009 | nrg_100a | 0.025121
Primary production | 2115 | 2115-Anthracite | KTOE | DE | 2009 | nrg_101a | 55.8519
Imports | 2115 | 2115-Anthracite | KTOE | NL | 2011 | nrg_101a | 6.1253
Consumption in Coal Mines | 5200 | 5200-Derived heat | KTOE | RO | 2012 | nrg_106a | 0.033494
Consumption in Coal Mines | 5200 | 5200-Derived heat | KTOE | SI | 2010 | nrg_106a | 0.079549
Consumption in Coke Ovens | 5200 | 5200-Derived heat | KTOE | IT | 2010 | nrg_106a | 0.066989
Consumption in BKB / PB Plants | 5200 | 5200-Derived heat | KTOE | BG | 2014 | nrg_106a | 6.6612
Consumption in BKB / PB Plants | 5200 | 5200-Derived heat | KTOE | DE | 2010 | nrg_106a | 0.43543
Consumption in BKB / PB Plants | 5200 | 5200-Derived heat | KTOE | CZ | 2010 | nrg_106a | 0.40612
Primary production | 2115 | 2115-Anthracite | KTOE | DE | 2011 | nrg_110a | 60.1224
Primary production | 2115 | 2115-Anthracite | KTOE | UA | 2014 | nrg_110a | 200.8869
Imports | 2115 | 2115-Anthracite | KTOE | SK | 2014 | nrg_110a | 6.23
Consumption in Coke Ovens | 5200 | 5200-Derived heat | KTOE | PL | 2014 | nrg_110a | 0.79968
Consumption in BKB / PB Plants | 5200 | 5200-Derived heat | KTOE | BG | 2012 | nrg_110a | 6.1965
Consumption in Oil and gas extraction | 5200 | 5200-Derived heat | KTOE | PL | 2012 | nrg_110a | 0.025121
Consumption in Oil and gas extraction | 5200 | 5200-Derived heat | KTOE | PL | 2010 | nrg_100a | 0.066989
Consumption in Oil and gas extraction | 5200 | 5200-Derived heat | KTOE | RO | 2012 | nrg_100a | 0.029308
Consumption in Coal Mines | 5200 | 5200-Derived heat | KTOE | SI | 2012 | nrg_100a | 0.066989
Consumption in Coal Mines | 5200 | 5200-Derived heat | KTOE | SK | 2012 | nrg_100a | 0.11304
Consumption in Coal Mines | 2115 | 2115-Anthracite | KTOE | UA | 2009 | nrg_101a | 0.025121
Imports | 5200 | 5200-Derived heat | KTOE | DK | 2011 | nrg_106a | 0.15072
Imports | 2115 | 2115-Anthracite | KTOE | UA | 2013 | nrg_110a | 1.1556
Consumption in Coal Mines | 5200 | 5200-Derived heat | KTOE | DE | 2009 | nrg_100a | 0.41868
Consumption in Coal Mines | 5200 | 5200-Derived heat | KTOE | CZ | 2014 | nrg_100a | 3.7137
Consumption in Coal Mines | 5200 | 5200-Derived heat | KTOE | UA | 2012 | nrg_100a | 11.4844
Consumption in Coke Ovens | 5200 | 5200-Derived heat | KTOE | SK | 2012 | nrg_100a | 1.1597
Imports | 2115 | 2115-Anthracite | KTOE | AL | 2010 | nrg_101a | 4.5427
Consumption in BKB / PB Plants | 5200 | 5200-Derived heat | KTOE | LT | 2010 | nrg_110a | 0.0041868
Consumption in Gas Works | 5200 | 5200-Derived heat | KTOE | CZ | 2010 | nrg_110a | 3.5797
Consumption in Gas Works | 5200 | 5200-Derived heat | KTOE | CZ | 2009 | nrg_100a | 3.3034
Consumption in Gas Works | 5200 | 5200-Derived heat | KTOE | UA | 2014 | nrg_110a | 0.44799
Consumption in Gas Works | 5200 | 5200-Derived heat | KTOE | UA | 2014 | nrg_100a | 0.44799
Primary production | 2115 | 2115-Anthracite | KTOE | ES | 2010 | nrg_101a | 58.4687
Consumption in Coal Mines | 5200 | 5200-Derived heat | KTOE | PL | 2010 | nrg_106a | 5.6564
Imports | 2115 | 2115-Anthracite | KTOE | NL | 2009 | nrg_110a | 1.2016
Consumption in Gas Works | 5200 | 5200-Derived heat | KTOE | PL | 2013 | nrg_110a | 0.016747
Consumption in Coal Mines | 5200 | 5200-Derived heat | KTOE | PL | 2009 | nrg_110a | 5.0116
Consumption in Coal Mines | 5200 | 5200-Derived heat | KTOE | RO | 2012 | nrg_110a | 0.033494
Consumption in Patent Fuel Plants | 5200 | 5200-Derived heat | KTOE | PL | 2014 | nrg_110a | 0.020934
Consumption in BKB / PB Plants | 5200 | 5200-Derived heat | KTOE | CZ | 2010 | nrg_100a | 0.40612
Consumption in BKB / PB Plants | 5200 | 5200-Derived heat | KTOE | DE | 2014 | nrg_100a | 5.6438
Imports | 2115 | 2115-Anthracite | KTOE | DE | 2014 | nrg_101a | 51.3511
Imports | 2115 | 2115-Anthracite | KTOE | MD | 2010 | nrg_101a | 2.8973
Consumption in Coal Mines | 5200 | 5200-Derived heat | KTOE | SK | 2010 | nrg_106a | 0.12142
Consumption in Coke Ovens | 5200 | 5200-Derived heat | KTOE | CZ | 2012 | nrg_106a | 1.7333
Consumption in Oil and gas extraction | 5200 | 5200-Derived heat | KTOE | NL | 2010 | nrg_106a | 0.0083736
Consumption in Coal Mines | 5200 | 5200-Derived heat | KTOE | IT | 2014 | nrg_106a | 0.01256
Primary production | 2115 | 2115-Anthracite | KTOE | ES | 2014 | nrg_110a | 25.9372
Imports | 2115 | 2115-Anthracite | KTOE | BG | 2012 | nrg_110a | 31.3591
Imports | 2115 | 2115-Anthracite | KTOE | DE | 2011 | nrg_110a | 48.7134
Imports | 2115 | 2115-Anthracite | KTOE | IE | 2011 | nrg_110a | 1.6831
Imports | 2115 | 2115-Anthracite | KTOE | RS | 2011 | nrg_110a | 0.40193
Imports | 5200 | 5200-Derived heat | KTOE | CZ | 2014 | nrg_110a | 0.016747
Consumption in Coal Mines | 5200 | 5200-Derived heat | KTOE | DE | 2009 | nrg_110a | 0.41868
Consumption in Coal Mines | 5200 | 5200-Derived heat | KTOE | SK | 2014 | nrg_110a | 0.066989
Consumption in Coke Ovens | 5200 | 5200-Derived heat | KTOE | CZ | 2014 | nrg_110a | 1.704
Consumption in Coke Ovens | 5200 | 5200-Derived heat | KTOE | CZ | 2009 | nrg_100a | 2.1353
Consumption in Coke Ovens | 5200 | 5200-Derived heat | KTOE | IT | 2009 | nrg_100a | 0.066989
Imports | 3235 | 3235-Aviation gasoline | KTOE | RS | 2010 | nrg_110a | 0.046055
Imports | 3235 | 3235-Aviation gasoline | KTOE | PT | 2011 | nrg_110a | 0.087923
Imports | 3235 | 3235-Aviation gasoline | KTOE | LV | 2011 | nrg_102a | 0.046055
Imports | 3235 | 3235-Aviation gasoline | KTOE | FR | 2012 | nrg_110a | 0.26377
Imports | 3235 | 3235-Aviation gasoline | KTOE | BE | 2011 | nrg_102a | 0.087923
Imports | 3235 | 3235-Aviation gasoline | KTOE | SE | 2009 | nrg_102a | 0.17585
Imports | 3235 | 3235-Aviation gasoline | KTOE | UK | 2009 | nrg_102a | 1.1723
Imports | 3235 | 3235-Aviation gasoline | KTOE | DK | 2011 | nrg_110a | 0.041868
Imports | 3235 | 3235-Aviation gasoline | KTOE | BE | 2011 | nrg_110a | 0.087923
Imports | 3235 | 3235-Aviation gasoline | KTOE | NO | 2013 | nrg_102a | 0.041868
Imports | 3235 | 3235-Aviation gasoline | KTOE | EL | 2010 | nrg_102a | 0.25958
Imports | 3235 | 3235-Aviation gasoline | KTOE | CZ | 2009 | nrg_102a | 0.087923
Imports | 3235 | 3235-Aviation gasoline | KTOE | FR | 2010 | nrg_102a | 0.61546
Imports | 3235 | 3235-Aviation gasoline | KTOE | IS | 2010 | nrg_110a | 0.046055
Imports | 3235 | 3235-Aviation gasoline | KTOE | AT | 2009 | nrg_102a | 0.17166
Imports | 3235 | 3235-Aviation gasoline | KTOE | DK | 2010 | nrg_102a | 0.12979
Imports | 3235 | 3235-Aviation gasoline | KTOE | FI | 2009 | nrg_102a | 0.43543
Imports | 3235 | 3235-Aviation gasoline | KTOE | FI | 2013 | nrg_110a | 0.041868
Imports | 3235 | 3235-Aviation gasoline | KTOE | BG | 2013 | nrg_110a | 0.046055
Imports | 3235 | 3235-Aviation gasoline | KTOE | PT | 2013 | nrg_102a | 0.087923
Imports | 3235 | 3235-Aviation gasoline | KTOE | DE | 2013 | nrg_102a | 0.52335
Imports | 3235 | 3235-Aviation gasoline | KTOE | CZ | 2013 | nrg_110a | 0.087923
Imports | 3235 | 3235-Aviation gasoline | KTOE | DE | 2013 | nrg_110a | 0.52335
Imports | 3235 | 3235-Aviation gasoline | KTOE | FI | 2010 | nrg_110a | 0.39356
Imports | 3235 | 3235-Aviation gasoline | KTOE | SE | 2012 | nrg_110a | 0.13398
Imports | 3235 | 3235-Aviation gasoline | KTOE | EL | 2014 | nrg_102a | 0.087923
Imports | 3235 | 3235-Aviation gasoline | KTOE | RO | 2011 | nrg_102a | 0.041868
Imports | 3235 | 3235-Aviation gasoline | KTOE | EL | 2009 | nrg_110a | 0.25958
Imports | 3235 | 3235-Aviation gasoline | KTOE | CZ | 2013 | nrg_102a | 0.087923
Imports | 3235 | 3235-Aviation gasoline | KTOE | FR | 2014 | nrg_102a | 0.61546
Imports | 3235 | 3235-Aviation gasoline | KTOE | NL | 2011 | nrg_110a | 0.87923
Imports | 3235 | 3235-Aviation gasoline | KTOE | AT | 2013 | nrg_102a | 0.17166
Imports | 3235 | 3235-Aviation gasoline | KTOE | DK | 2014 | nrg_102a | 0.087923
Imports | 3235 | 3235-Aviation gasoline | KTOE | FI | 2014 | nrg_102a | 0.26377
Imports | 3235 | 3235-Aviation gasoline | KTOE | SI | 2011 | nrg_102a | 0.046055
Imports | 3235 | 3235-Aviation gasoline | KTOE | SI | 2009 | nrg_110a | 0.046055
Imports | 3235 | 3235-Aviation gasoline | KTOE | UK | 2012 | nrg_110a | 0.85411
Imports | 3235 | 3235-Aviation gasoline | KTOE | AT | 2012 | nrg_110a | 0.083736
Imports | 3235 | 3235-Aviation gasoline | KTOE | RS | 2012 | nrg_102a | 0.046055
Imports | 3235 | 3235-Aviation gasoline | KTOE | PT | 2009 | nrg_102a | 0.13398
Imports | 3235 | 3235-Aviation gasoline | KTOE | RS | 2014 | nrg_110a | 0.046055
Imports | 3235 | 3235-Aviation gasoline | KTOE | ES | 2011 | nrg_102a | 0.13398
Imports | 3235 | 3235-Aviation gasoline | KTOE | ES | 2011 | nrg_110a | 0.13398
Imports | 3235 | 3235-Aviation gasoline | KTOE | RO | 2012 | nrg_110a | 0.041868
Imports | 3235 | 3235-Aviation gasoline | KTOE | DE | 2009 | nrg_102a | 0.65314
Imports | 3235 | 3235-Aviation gasoline | KTOE | HR | 2011 | nrg_102a | 0.046055
Imports | 3235 | 3235-Aviation gasoline | KTOE | IS | 2010 | nrg_102a | 0.046055
Imports | 3235 | 3235-Aviation gasoline | KTOE | NL | 2010 | nrg_102a | 0.26377
Imports | 3235 | 3235-Aviation gasoline | KTOE | DE | 2009 | nrg_110a | 0.65314
Imports | 3235 | 3235-Aviation gasoline | KTOE | CZ | 2009 | nrg_110a | 0.087923
Imports | 3235 | 3235-Aviation gasoline | KTOE | HR | 2011 | nrg_110a | 0.046055
Imports | 3235 | 3235-Aviation gasoline | KTOE | SE | 2013 | nrg_102a | 0.17585
Imports | 3235 | 3235-Aviation gasoline | KTOE | UK | 2013 | nrg_102a | 0.67407
Imports | 3235 | 3235-Aviation gasoline | KTOE | RS | 2009 | nrg_110a | 0.046055
Imports | 3235 | 3235-Aviation gasoline | KTOE | EL | 2014 | nrg_110a | 0.087923
Imports | 3235 | 3235-Aviation gasoline | KTOE | PT | 2010 | nrg_110a | 0.13398
Imports | 3235 | 3235-Aviation gasoline | KTOE | FR | 2011 | nrg_110a | 0.087923
Imports | 3235 | 3235-Aviation gasoline | KTOE | BE | 2010 | nrg_102a | 0.087923
Imports | 3235 | 3235-Aviation gasoline | KTOE | BE | 2010 | nrg_110a | 0.087923
Imports | 3235 | 3235-Aviation gasoline | KTOE | DK | 2010 | nrg_110a | 0.12979
Imports | 3235 | 3235-Aviation gasoline | KTOE | SI | 2014 | nrg_110a | 0.046055
Imports | 3235 | 3235-Aviation gasoline | KTOE | SE | 2014 | nrg_110a | 0.046055
Imports | 3235 | 3235-Aviation gasoline | KTOE | RO | 2013 | nrg_102a | 0.041868
Imports | 3235 | 3235-Aviation gasoline | KTOE | EL | 2011 | nrg_110a | 0.25958
Imports | 3235 | 3235-Aviation gasoline | KTOE | MT | 2012 | nrg_102a | 0.046055
Imports | 3235 | 3235-Aviation gasoline | KTOE | LV | 2011 | nrg_110a | 0.046055
Imports | 3235 | 3235-Aviation gasoline | KTOE | SI | 2013 | nrg_102a | 0.046055
Imports | 3235 | 3235-Aviation gasoline | KTOE | SI | 2011 | nrg_110a | 0.046055
Imports | 3235 | 3235-Aviation gasoline | KTOE | UK | 2014 | nrg_110a | 0.72013
Imports | 3235 | 3235-Aviation gasoline | KTOE | AT | 2010 | nrg_110a | 0.17166
Transformation input in Gas Works | 3220 | 3220-Liquified petroleum gas (LPG) | KTOE | PL | 2012 | nrg_110a | 0.09211
Imports | 5544 | 5544-Charcoal | KTOE | EL | 2010 | nrg_110a | 1.7375
Imports | 3220 | 3220-Liquified petroleum gas (LPG) | KTOE | IT | 2011 | nrg_102a | 92.8297
Imports | 3220 | 3220-Liquified petroleum gas (LPG) | KTOE | LU | 2009 | nrg_102a | 0.59871
Imports | 3220 | 3220-Liquified petroleum gas (LPG) | KTOE | MD | 2014 | nrg_102a | 3.5881
Imports | 3220 | 3220-Liquified petroleum gas (LPG) | KTOE | TR | 2010 | nrg_102a | 142.4601
Transformation input in Gas Works | 3220 | 3220-Liquified petroleum gas (LPG) | KTOE | ES | 2011 | nrg_102a | 0.78293
Consumption in Coke Ovens | 3220 | 3220-Liquified petroleum gas (LPG) | KTOE | PL | 2009 | nrg_102a | 0.046055
Imports | 5544 | 5544-Charcoal | KTOE | IT | 2009 | nrg_107a | 2.3404
Imports | 3220 | 3220-Liquified petroleum gas (LPG) | KTOE | IE | 2011 | nrg_110a | 4.1952
Imports | 3220 | 3220-Liquified petroleum gas (LPG) | KTOE | LV | 2013 | nrg_110a | 8.516
Imports | 3220 | 3220-Liquified petroleum gas (LPG) | KTOE | MT | 2010 | nrg_110a | 1.0132
Imports | 3220 | 3220-Liquified petroleum gas (LPG) | KTOE | NL | 2010 | nrg_110a | 75.0693
Imports | 5544 | 5544-Charcoal | KTOE | LT | 2009 | nrg_110a | 0.062802
Imports | 5544 | 5544-Charcoal | KTOE | NL | 2010 | nrg_110a | 1.2016
Imports | 3220 | 3220-Liquified petroleum gas (LPG) | KTOE | XK | 2009 | nrg_102a | 2.1562
Imports | 3220 | 3220-Liquified petroleum gas (LPG) | KTOE | UA | 2012 | nrg_110a | 14.1221
Imports | 3220 | 3220-Liquified petroleum gas (LPG) | KTOE | UK | 2014 | nrg_110a | 19.4435
Imports | 3220 | 3220-Liquified petroleum gas (LPG) | KTOE | SI | 2012 | nrg_110a | 3.7304
Imports | 5544 | 5544-Charcoal | KTOE | BE | 2012 | nrg_110a | 0.26377
Imports | 5544 | 5544-Charcoal | KTOE | AT | 2012 | nrg_107a | 0.43543
Imports | 3220 | 3220-Liquified petroleum gas (LPG) | KTOE | AL | 2013 | nrg_110a | 6.6696
Imports | 3220 | 3220-Liquified petroleum gas (LPG) | KTOE | RS | 2014 | nrg_102a | 7.6158
Imports | 3220 | 3220-Liquified petroleum gas (LPG) | KTOE | CY | 2014 | nrg_110a | 2.2692
Imports | 5544 | 5544-Charcoal | KTOE | CY | 2010 | nrg_110a | 0.30982
Imports | 3220 | 3220-Liquified petroleum gas (LPG) | KTOE | MK | 2014 | nrg_110a | 2.8973
Transformation input in Gas Works | 3220 | 3220-Liquified petroleum gas (LPG) | KTOE | PL | 2009 | nrg_110a | 0.13816
Consumption in Oil and gas extraction | 3220 | 3220-Liquified petroleum gas (LPG) | KTOE | HU | 2014 | nrg_110a | 0.51498
Imports | 3220 | 3220-Liquified petroleum gas (LPG) | KTOE | DE | 2013 | nrg_102a | 46.0757
Imports | 3220 | 3220-Liquified petroleum gas (LPG) | KTOE | HR | 2014 | nrg_102a | 2.0641
Imports | 3220 | 3220-Liquified petroleum gas (LPG) | KTOE | MD | 2011 | nrg_102a | 3.542
Imports | 3220 | 3220-Liquified petroleum gas (LPG) | KTOE | CZ | 2013 | nrg_110a | 4.685
Imports | 3220 | 3220-Liquified petroleum gas (LPG) | KTOE | FR | 2014 | nrg_110a | 160.0321
Imports | 3220 | 3220-Liquified petroleum gas (LPG) | KTOE | MD | 2013 | nrg_110a | 4.1407
Imports | 3220 | 3220-Liquified petroleum gas (LPG) | KTOE | LV | 2010 | nrg_110a | 5.648
Imports | 3220 | 3220-Liquified petroleum gas (LPG) | KTOE | TR | 2012 | nrg_110a | 140.3457
Imports | 3220 | 3220-Liquified petroleum gas (LPG) | KTOE | BG | 2012 | nrg_102a | 13.201
Imports | 3220 | 3220-Liquified petroleum gas (LPG) | KTOE | DK | 2014 | nrg_102a | 0.82899
Imports | 3220 | 3220-Liquified petroleum gas (LPG) | KTOE | FR | 2012 | nrg_102a | 134.0906
Imports | 3220 | 3220-Liquified petroleum gas (LPG) | KTOE | SI | 2009 | nrg_110a | 4.2831
Imports | 3220 | 3220-Liquified petroleum gas (LPG) | KTOE | UA | 2009 | nrg_110a | 4.5552
Imports | 3220 | 3220-Liquified petroleum gas (LPG) | KTOE | UK | 2011 | nrg_110a | 8.9765
Imports | 5544 | 5544-Charcoal | KTOE | BE | 2009 | nrg_110a | 0.26377
Imports | 3220 | 3220-Liquified petroleum gas (LPG) | KTOE | AL | 2009 | nrg_102a | 3.8812
Imports | 3220 | 3220-Liquified petroleum gas (LPG) | KTOE | PL | 2013 | nrg_102a | 94.4375
Imports | 5544 | 5544-Charcoal | KTOE | AT | 2010 | nrg_110a | 0.37263
Imports | 3220 | 3220-Liquified petroleum gas (LPG) | KTOE | CY | 2014 | nrg_102a | 2.2692
Imports | 3220 | 3220-Liquified petroleum gas (LPG) | KTOE | EE | 2010 | nrg_102a | 0.36006
Imports | 3220 | 3220-Liquified petroleum gas (LPG) | KTOE | RO | 2014 | nrg_102a | 6.3556
Imports | 5544 | 5544-Charcoal | KTOE | CY | 2012 | nrg_107a | 0.33913
Imports | 3220 | 3220-Liquified petroleum gas (LPG) | KTOE | EE | 2014 | nrg_110a | 0.7285
Imports | 5544 | 5544-Charcoal | KTOE | RS | 2012 | nrg_110a | 0.058615
Imports | 3220 | 3220-Liquified petroleum gas (LPG) | KTOE | EL | 2011 | nrg_102a | 2.4828
Imports | 3220 | 3220-Liquified petroleum gas (LPG) | KTOE | ES | 2011 | nrg_102a | 26.1759
Imports | 3220 | 3220-Liquified petroleum gas (LPG) | KTOE | MT | 2013 | nrg_102a | 1.0132
Transformation input in Gas Works | 3220 | 3220-Liquified petroleum gas (LPG) | KTOE | PL | 2013 | nrg_102a | 0.09211
Imports | 3220 | 3220-Liquified petroleum gas (LPG) | KTOE | EL | 2011 | nrg_110a | 2.4828
Imports | 3220 | 3220-Liquified petroleum gas (LPG) | KTOE | IS | 2013 | nrg_102a | 0.13816
Imports | 3220 | 3220-Liquified petroleum gas (LPG) | KTOE | IE | 2011 | nrg_102a | 4.1952
Imports | 3220 | 3220-Liquified petroleum gas (LPG) | KTOE | HU | 2012 | nrg_102a | 7.754
Consumption in Oil and gas extraction | 3220 | 3220-Liquified petroleum gas (LPG) | KTOE | PT | 2010 | nrg_102a | 0.46055
Imports | 3220 | 3220-Liquified petroleum gas (LPG) | KTOE | LU | 2014 | nrg_102a | 0.41449
Imports | 3220 | 3220-Liquified petroleum gas (LPG) | KTOE | LV | 2010 | nrg_102a | 5.648
Primary production | 3106 | 3106-Natural gas liquids (NGL) | KTOE | HU | 2013 | nrg_110a | 11.6979
Primary production | 3106 | 3106-Natural gas liquids (NGL) | KTOE | UK | 2010 | nrg_110a | 177.3822
Imports | 3295 | 3295-Other Oil Products | KTOE | EL | 2014 | nrg_110a | 0.079549
Imports | 3295 | 3295-Other Oil Products | KTOE | ES | 2013 | nrg_110a | 27.6413
Primary production | 5542 | 5542-Biogas | KTOE | HR | 2009 | nrg_110a | 0.19678
Primary production | 3106 | 3106-Natural gas liquids (NGL) | KTOE | HU | 2012 | nrg_102a | 13.2889
Primary production | 3106 | 3106-Natural gas liquids (NGL) | KTOE | RO | 2014 | nrg_102a | 4.4003
Imports | 3106 | 3106-Natural gas liquids (NGL) | KTOE | HU | 2010 | nrg_102a | 4.773
Imports | 3295 | 3295-Other Oil Products | KTOE | LV | 2010 | nrg_102a | 0.92947
Primary production | 5542 | 5542-Biogas | KTOE | CZ | 2012 | nrg_107a | 15.6963
Primary production | 5542 | 5542-Biogas | KTOE | DK | 2009 | nrg_107a | 4.1701
Primary production | 5542 | 5542-Biogas | KTOE | FI | 2011 | nrg_107a | 2.219
Primary production | 5542 | 5542-Biogas | KTOE | IS | 2010 | nrg_107a | 0.020934
Primary production | 5542 | 5542-Biogas | KTOE | HU | 2011 | nrg_107a | 2.5414
Primary production | 5548 | 5548-Other liquid biofuels | KTOE | DE | 2012 | nrg_107a | 3.7974
Primary production | 5548 | 5548-Other liquid biofuels | KTOE | SE | 2013 | nrg_107a | 5.4303
Imports | 3106 | 3106-Natural gas liquids (NGL) | KTOE | HU | 2010 | nrg_110a | 4.773
Imports | 3106 | 3106-Natural gas liquids (NGL) | KTOE | NL | 2011 | nrg_110a | 348.6139
Imports | 3295 | 3295-Other Oil Products | KTOE | LV | 2010 | nrg_110a | 0.92947
Imports | 3295 | 3295-Other Oil Products | KTOE | MD | 2014 | nrg_110a | 0.041868
Imports | 3295 | 3295-Other Oil Products | KTOE | NL | 2013 | nrg_110a | 20.44
Primary production | 5542 | 5542-Biogas | KTOE | CY | 2014 | nrg_110a | 0.47311
Primary production | 5542 | 5542-Biogas | KTOE | ES | 2013 | nrg_110a | 20.0715
Primary production | 5548 | 5548-Other liquid biofuels | KTOE | DE | 2014 | nrg_110a | 4.3836
Primary production | 5548 | 5548-Other liquid biofuels | KTOE | DK | 2011 | nrg_110a | 0.77456
Primary production | 3106 | 3106-Natural gas liquids (NGL) | KTOE | NL | 2010 | nrg_102a | 17.3375
Primary production | 5542 | 5542-Biogas | KTOE | LT | 2012 | nrg_107a | 0.48567
Primary production | 5542 | 5542-Biogas | KTOE | NO | 2012 | nrg_107a | 1.1891
Primary production | 5548 | 5548-Other liquid biofuels | KTOE | NL | 2009 | nrg_107a | 1.9971
Primary production | 3106 | 3106-Natural gas liquids (NGL) | KTOE | NO | 2012 | nrg_110a | 397.746
Imports | 3106 | 3106-Natural gas liquids (NGL) | KTOE | FI | 2010 | nrg_110a | 19.4477
Imports | 3106 | 3106-Natural gas liquids (NGL) | KTOE | UK | 2013 | nrg_110a | 97.766
Imports | 3295 | 3295-Other Oil Products | KTOE | AT | 2011 | nrg_110a | 1.5031
Imports | 3295 | 3295-Other Oil Products | KTOE | FI | 2012 | nrg_110a | 17.0947
Imports | 3295 | 3295-Other Oil Products | KTOE | UK | 2013 | nrg_110a | 4.191
Imports | 3295 | 3295-Other Oil Products | KTOE | UA | 2009 | nrg_110a | 1.9217
Primary production | 5542 | 5542-Biogas | KTOE | LV | 2014 | nrg_110a | 3.1359
Primary production | 5542 | 5542-Biogas | KTOE | LU | 2012 | nrg_110a | 0.65733
Primary production | 5542 | 5542-Biogas | KTOE | MT | 2011 | nrg_110a | 0.058615
Imports | 5548 | 5548-Other liquid biofuels | KTOE | BE | 2013 | nrg_110a | 0.020934
Primary production | 3106 | 3106-Natural gas liquids (NGL) | KTOE | SK | 2010 | nrg_110a | 0.11304
Primary production | 5542 | 5542-Biogas | KTOE | TR | 2014 | nrg_107a | 9.7427
Primary production | 3106 | 3106-Natural gas liquids (NGL) | KTOE | NO | 2013 | nrg_102a | 393.3666
Imports | 3295 | 3295-Other Oil Products | KTOE | PL | 2009 | nrg_102a | 0.17585
Imports | 3295 | 3295-Other Oil Products | KTOE | AL | 2013 | nrg_102a | 6.3597
Imports | 3295 | 3295-Other Oil Products | KTOE | NO | 2012 | nrg_110a | 0.43961
Imports | 3295 | 3295-Other Oil Products | KTOE | RO | 2014 | nrg_102a | 4.3961
Primary production | 5542 | 5542-Biogas | KTOE | PL | 2014 | nrg_107a | 8.6709
Primary production | 5542 | 5542-Biogas | KTOE | PT | 2013 | nrg_107a | 2.7633
Primary production | 5548 | 5548-Other liquid biofuels | KTOE | PL | 2010 | nrg_110a | 0.0083736
Primary production | 3106 | 3106-Natural gas liquids (NGL) | KTOE | FR | 2012 | nrg_102a | 1.1346
Imports | 3295 | 3295-Other Oil Products | KTOE | ES | 2010 | nrg_102a | 19.9585
Imports | 3295 | 3295-Other Oil Products | KTOE | EL | 2013 | nrg_102a | 0.041868
Primary production | 5542 | 5542-Biogas | KTOE | FR | 2013 | nrg_107a | 18.2796
Primary production | 5542 | 5542-Biogas | KTOE | HR | 2014 | nrg_107a | 1.0969
Primary production | 3106 | 3106-Natural gas liquids (NGL) | KTOE | HR | 2011 | nrg_110a | 4.8358
Primary production | 5542 | 5542-Biogas | KTOE | BE | 2012 | nrg_110a | 6.6026
Primary production | 5542 | 5542-Biogas | KTOE | FR | 2014 | nrg_110a | 18.4429
Primary production | 5542 | 5542-Biogas | KTOE | HU | 2012 | nrg_110a | 2.2106
Primary production | 5548 | 5548-Other liquid biofuels | KTOE | BE | 2012 | nrg_110a | 1.0341
Primary production | 5548 | 5548-Other liquid biofuels | KTOE | AT | 2009 | nrg_110a | 1.0216
Primary production | 3106 | 3106-Natural gas liquids (NGL) | KTOE | UK | 2014 | nrg_102a | 111.1302
Imports | 3295 | 3295-Other Oil Products | KTOE | TR | 2014 | nrg_102a | 1.4863
Imports | 3295 | 3295-Other Oil Products | KTOE | CZ | 2009 | nrg_102a | 3.4457
Imports | 3295 | 3295-Other Oil Products | KTOE | HU | 2014 | nrg_102a | 0.15072
Primary production | 5542 | 5542-Biogas | KTOE | BG | 2012 | nrg_107a | 0.0041868
Consumption in Coal Mines | 5200 | 5200-Derived heat | KTOE | BG | 2011 | nrg_106a | 0.0041868
Imports | 2115 | 2115-Anthracite | KTOE | BE | 2014 | nrg_110a | 6.5314
Imports | 2115 | 2115-Anthracite | KTOE | XK | 2010 | nrg_110a | 0.91691
Consumption in Coal Mines | 2115 | 2115-Anthracite | KTOE | UA | 2010 | nrg_110a | 0.025121
Imports | 5200 | 5200-Derived heat | KTOE | DK | 2014 | nrg_110a | 0.14235
Consumption in Coke Ovens | 5200 | 5200-Derived heat | KTOE | SK | 2014 | nrg_110a | 1.2058
Consumption in Oil and gas extraction | 5200 | 5200-Derived heat | KTOE | DE | 2010 | nrg_110a | 0.025121
Consumption in Coal Mines | 5200 | 5200-Derived heat | KTOE | BG | 2014 | nrg_110a | 0.1256
Consumption in Oil and gas extraction | 5200 | 5200-Derived heat | KTOE | DE | 2009 | nrg_100a | 0.025121
Consumption in Oil and gas extraction | 5200 | 5200-Derived heat | KTOE | CZ | 2014 | nrg_100a | 0.10886
Consumption in Coke Ovens | 5200 | 5200-Derived heat | KTOE | UA | 2013 | nrg_100a | 22.5166
Consumption in Oil and gas extraction | 5200 | 5200-Derived heat | KTOE | UA | 2014 | nrg_110a | 1.0425
Consumption in Oil and gas extraction | 5200 | 5200-Derived heat | KTOE | UA | 2013 | nrg_100a | 1.3523
Imports | 2115 | 2115-Anthracite | KTOE | BG | 2010 | nrg_110a | 34.0931
Imports | 2115 | 2115-Anthracite | KTOE | RS | 2009 | nrg_110a | 0.27633
Consumption in Gas Works | 5200 | 5200-Derived heat | KTOE | UA | 2012 | nrg_110a | 0.61546
Consumption in Gas Works | 5200 | 5200-Derived heat | KTOE | UA | 2012 | nrg_100a | 0.61546
Consumption in Coal Mines | 5200 | 5200-Derived heat | KTOE | RO | 2010 | nrg_110a | 0.020934
Primary production | 2115 | 2115-Anthracite | KTOE | UA | 2014 | nrg_101a | 200.8869
Imports | 2115 | 2115-Anthracite | KTOE | DE | 2012 | nrg_101a | 45.858
Imports | 2115 | 2115-Anthracite | KTOE | HR | 2014 | nrg_101a | 0.054428
Consumption in Patent Fuel Plants | 5200 | 5200-Derived heat | KTOE | PL | 2014 | nrg_106a | 0.020934
Consumption in Coke Ovens | 5200 | 5200-Derived heat | KTOE | CZ | 2010 | nrg_106a | 2.2525
Consumption in BKB / PB Plants | 5200 | 5200-Derived heat | KTOE | LT | 2014 | nrg_106a | 0.0041868
Consumption in Coal Mines | 5200 | 5200-Derived heat | KTOE | IT | 2012 | nrg_106a | 0.075362
Primary production | 2115 | 2115-Anthracite | KTOE | ES | 2012 | nrg_110a | 42.563
Imports | 2115 | 2115-Anthracite | KTOE | DE | 2009 | nrg_110a | 28.4493
Imports | 2115 | 2115-Anthracite | KTOE | IE | 2009 | nrg_110a | 2.2525
Consumption in Gas Works | 5200 | 5200-Derived heat | KTOE | PL | 2011 | nrg_110a | 0.020934
Consumption in Coal Mines | 5200 | 5200-Derived heat | KTOE | SK | 2012 | nrg_110a | 0.11304
Consumption in Coal Mines | 5200 | 5200-Derived heat | KTOE | SI | 2014 | nrg_110a | 0.054428
Consumption in Coke Ovens | 5200 | 5200-Derived heat | KTOE | CZ | 2012 | nrg_110a | 1.7333
Imports | 5200 | 5200-Derived heat | KTOE | DK | 2013 | nrg_100a | 0.15491
Consumption in Coal Mines | 5200 | 5200-Derived heat | KTOE | PL | 2013 | nrg_100a | 4.7604
Consumption in BKB / PB Plants | 5200 | 5200-Derived heat | KTOE | DE | 2012 | nrg_100a | 5.3005
Consumption in Coal Mines | 5200 | 5200-Derived heat | KTOE | UA | 2014 | nrg_106a | 4.953
Consumption in Coal Mines | 5200 | 5200-Derived heat | KTOE | BG | 2009 | nrg_106a | 0.037681
Imports | 2115 | 2115-Anthracite | KTOE | BE | 2012 | nrg_110a | 16.3411
Imports | 2115 | 2115-Anthracite | KTOE | FI | 2014 | nrg_110a | 0.083736
Imports | 5200 | 5200-Derived heat | KTOE | DK | 2012 | nrg_110a | 0.1591
Consumption in Coke Ovens | 5200 | 5200-Derived heat | KTOE | SK | 2012 | nrg_110a | 1.1597
Consumption in Coal Mines | 5200 | 5200-Derived heat | KTOE | BG | 2012 | nrg_110a | 0.10048
Consumption in Coke Ovens | 5200 | 5200-Derived heat | KTOE | UA | 2011 | nrg_100a | 23.4335
Consumption in Oil and gas extraction | 5200 | 5200-Derived heat | KTOE | UA | 2011 | nrg_110a | 1.704
Consumption in Oil and gas extraction | 5200 | 5200-Derived heat | KTOE | UA | 2010 | nrg_100a | 1.6663
Consumption in Gas Works | 5200 | 5200-Derived heat | KTOE | CZ | 2014 | nrg_106a | 3.4374
Consumption in Gas Works | 5200 | 5200-Derived heat | KTOE | UA | 2009 | nrg_110a | 0.74525
Imports | 5200 | 5200-Derived heat | KTOE | CZ | 2014 | nrg_100a | 0.016747
Consumption in Gas Works | 5200 | 5200-Derived heat | KTOE | UA | 2009 | nrg_100a | 0.74525
Primary production | 2115 | 2115-Anthracite | KTOE | UA | 2011 | nrg_101a | 348.0487
Imports | 2115 | 2115-Anthracite | KTOE | MK | 2014 | nrg_101a | 0.054428
Imports | 2115 | 2115-Anthracite | KTOE | PT | 2014 | nrg_101a | 0.21771
Consumption in Coal Mines | 5200 | 5200-Derived heat | KTOE | EE | 2012 | nrg_106a | 0.050242
Consumption in Coal Mines | 5200 | 5200-Derived heat | KTOE | RO | 2014 | nrg_100a | 0.13816
Primary production | 2115 | 2115-Anthracite | KTOE | DE | 2014 | nrg_101a | 60.2313
Imports | 2115 | 2115-Anthracite | KTOE | DE | 2009 | nrg_101a | 28.4493
Imports | 2115 | 2115-Anthracite | KTOE | HR | 2010 | nrg_101a | 0.029308
Imports | 2115 | 2115-Anthracite | KTOE | LU | 2013 | nrg_101a | 0.32238
Imports | 2115 | 2115-Anthracite | KTOE | IS | 2012 | nrg_101a | 2.9182
Imports | 2115 | 2115-Anthracite | KTOE | SK | 2013 | nrg_101a | 5.1958
Consumption in Coke Ovens | 5200 | 5200-Derived heat | KTOE | PL | 2013 | nrg_106a | 0.51079
Consumption in BKB / PB Plants | 5200 | 5200-Derived heat | KTOE | LT | 2011 | nrg_106a | 0.0041868
Primary production | 2115 | 2115-Anthracite | KTOE | ES | 2009 | nrg_110a | 73.9933
Imports | 2115 | 2115-Anthracite | KTOE | IS | 2012 | nrg_110a | 2.9182
Consumption in BKB / PB Plants | 5200 | 5200-Derived heat | KTOE | CZ | 2009 | nrg_110a | 0.49823
Consumption in Coal Mines | 5200 | 5200-Derived heat | KTOE | SI | 2011 | nrg_110a | 0.058615
Primary production | 7100 | 7100-Industrial wastes | KTOE | PL | 2011 | nrg_110a | 12.9916
Primary production | 7100 | 7100-Industrial wastes | KTOE | SE | 2010 | nrg_110a | 0.86667
Imports | 3234 | 3234-Gasoline (without bio components) | KTOE | BE | 2010 | nrg_102a | 45.1881
Imports | 3234 | 3234-Gasoline (without bio components) | KTOE | SK | 2011 | nrg_102a | 7.9675
Primary production | 7100 | 7100-Industrial wastes | KTOE | NO | 2011 | nrg_108a | 0.11304
Imports | 7100 | 7100-Industrial wastes | KTOE | SK | 2013 | nrg_108a | 0.25121
Imports | 3234 | 3234-Gasoline (without bio components) | KTOE | DK | 2011 | nrg_110a | 31.4471
Imports | 3234 | 3234-Gasoline (without bio components) | KTOE | SE | 2010 | nrg_110a | 83.4262
Imports | 3234 | 3234-Gasoline (without bio components) | KTOE | UA | 2014 | nrg_110a | 94.4668
Primary production | 7100 | 7100-Industrial wastes | KTOE | LV | 2009 | nrg_110a | 0.025121
Primary production | 7100 | 7100-Industrial wastes | KTOE | SK | 2012 | nrg_108a | 1.1765
Primary production | 7100 | 7100-Industrial wastes | KTOE | TR | 2014 | nrg_110a | 1.4026
Imports | 3234 | 3234-Gasoline (without bio components) | KTOE | AL | 2012 | nrg_102a | 4.438
Imports | 3234 | 3234-Gasoline (without bio components) | KTOE | AL | 2011 | nrg_110a | 5.2837
Primary production | 7100 | 7100-Industrial wastes | KTOE | PL | 2009 | nrg_110a | 10.0986
Imports | 3234 | 3234-Gasoline (without bio components) | KTOE | CZ | 2009 | nrg_102a | 29.8561
Imports | 3234 | 3234-Gasoline (without bio components) | KTOE | EE | 2013 | nrg_102a | 15.533
Imports | 3234 | 3234-Gasoline (without bio components) | KTOE | SE | 2011 | nrg_102a | 66.7669
Imports | 3234 | 3234-Gasoline (without bio components) | KTOE | CY | 2013 | nrg_110a | 15.1939
Primary production | 7100 | 7100-Industrial wastes | KTOE | RO | 2014 | nrg_110a | 2.7382
Imports | 3234 | 3234-Gasoline (without bio components) | KTOE | ES | 2014 | nrg_102a | 3.4583
Imports | 3234 | 3234-Gasoline (without bio components) | KTOE | EL | 2014 | nrg_102a | 15.7591
Primary production | 7100 | 7100-Industrial wastes | KTOE | BE | 2014 | nrg_108a | 13.5276
Imports | 3234 | 3234-Gasoline (without bio components) | KTOE | ES | 2012 | nrg_110a | 3.6383
Imports | 3234 | 3234-Gasoline (without bio components) | KTOE | MK | 2009 | nrg_110a | 1.277
Imports | 3234 | 3234-Gasoline (without bio components) | KTOE | PT | 2013 | nrg_110a | 4.3543
Primary production | 7100 | 7100-Industrial wastes | KTOE | AT | 2014 | nrg_110a | 18.7736
Imports | 7100 | 7100-Industrial wastes | KTOE | PT | 2011 | nrg_110a | 1.2895
Imports | 3234 | 3234-Gasoline (without bio components) | KTOE | LT | 2009 | nrg_102a | 0.40193
Imports | 3234 | 3234-Gasoline (without bio components) | KTOE | IE | 2014 | nrg_102a | 39.3266
Imports | 3234 | 3234-Gasoline (without bio components) | KTOE | LU | 2012 | nrg_102a | 14.9804
Imports | 3234 | 3234-Gasoline (without bio components) | KTOE | LV | 2009 | nrg_102a | 16.2238
Primary production | 7100 | 7100-Industrial wastes | KTOE | SE | 2014 | nrg_108a | 1.3607
Imports | 7100 | 7100-Industrial wastes | KTOE | LV | 2011 | nrg_108a | 0.41868
Imports | 3234 | 3234-Gasoline (without bio components) | KTOE | HU | 2009 | nrg_110a | 18.9913
Imports | 3234 | 3234-Gasoline (without bio components) | KTOE | IT | 2009 | nrg_110a | 7.9633
Imports | 3234 | 3234-Gasoline (without bio components) | KTOE | NL | 2009 | nrg_110a | 449.2855
Imports | 3234 | 3234-Gasoline (without bio components) | KTOE | MT | 2012 | nrg_110a | 2.7507
Imports | 3234 | 3234-Gasoline (without bio components) | KTOE | SK | 2010 | nrg_110a | 10.9778
Primary production | 7100 | 7100-Industrial wastes | KTOE | EL | 2014 | nrg_110a | 0.86667
Primary production | 7100 | 7100-Industrial wastes | KTOE | IE | 2012 | nrg_110a | 0.01256
Primary production | 7100 | 7100-Industrial wastes | KTOE | IT | 2009 | nrg_110a | 4.8734
Imports | 3234 | 3234-Gasoline (without bio components) | KTOE | SK | 2009 | nrg_102a | 10.0651
Primary production | 7100 | 7100-Industrial wastes | KTOE | LU | 2013 | nrg_108a | 0.64058
Primary production | 7100 | 7100-Industrial wastes | KTOE | NO | 2009 | nrg_108a | 0.058615
Imports | 7100 | 7100-Industrial wastes | KTOE | SK | 2010 | nrg_108a | 0.041868
Imports | 3234 | 3234-Gasoline (without bio components) | KTOE | DK | 2009 | nrg_110a | 24.1788
Imports | 3234 | 3234-Gasoline (without bio components) | KTOE | UA | 2012 | nrg_110a | 89.7148
Imports | 3234 | 3234-Gasoline (without bio components) | KTOE | SI | 2014 | nrg_110a | 21.2689
Primary production | 7100 | 7100-Industrial wastes | KTOE | SK | 2009 | nrg_108a | 1.1011
Primary production | 7100 | 7100-Industrial wastes | KTOE | TR | 2011 | nrg_110a | 1.4989
Primary production | 7100 | 7100-Industrial wastes | KTOE | TR | 2012 | nrg_108a | 1.5659
Imports | 3234 | 3234-Gasoline (without bio components) | KTOE | AL | 2009 | nrg_102a | 4.0863
Imports | 3234 | 3234-Gasoline (without bio components) | KTOE | PL | 2012 | nrg_102a | 19.6654
Imports | 3234 | 3234-Gasoline (without bio components) | KTOE | PL | 2012 | nrg_110a | 19.6654
Imports | 3234 | 3234-Gasoline (without bio components) | KTOE | CY | 2014 | nrg_102a | 15.152
Imports | 3234 | 3234-Gasoline (without bio components) | KTOE | EE | 2010 | nrg_102a | 12.0119
Imports | 3234 | 3234-Gasoline (without bio components) | KTOE | CY | 2010 | nrg_110a | 17.8106
Imports | 3234 | 3234-Gasoline (without bio components) | KTOE | RS | 2014 | nrg_110a | 2.3739
Primary production | 7100 | 7100-Industrial wastes | KTOE | RO | 2011 | nrg_110a | 1.2016
Imports | 3234 | 3234-Gasoline (without bio components) | KTOE | ES | 2011 | nrg_102a | 5.0744
Imports | 3234 | 3234-Gasoline (without bio components) | KTOE | EL | 2011 | nrg_102a | 25.2799
Imports | 3282 | 3282-Lubricants | KTOE | BE | 2010 | nrg_102a | 16.2532
Imports | 3282 | 3282-Lubricants | KTOE | FR | 2014 | nrg_102a | 33.5153
Imports | 3282 | 3282-Lubricants | KTOE | UK | 2012 | nrg_102a | 18.6061
Imports | 3281 | 3281-White Spirit and SBP | KTOE | UK | 2011 | nrg_102a | 4.2287
Primary production | 5532 | 5532-Solar thermal | KTOE | LU | 2012 | nrg_107a | 0.09211
Consumption in Coal Mines | 2230 | 2230-BKB (brown coal briquettes) | KTOE | BG | 2012 | nrg_110a | 0.041868
Imports | 2230 | 2230-BKB (brown coal briquettes) | KTOE | AT | 2013 | nrg_110a | 0.33913
Imports | 2310 | 2310-Peat | KTOE | FI | 2012 | nrg_110a | 0.88341
Transformation output from BKB / PB Plants | 2230 | 2230-BKB (brown coal briquettes) | KTOE | BG | 2013 | nrg_110a | 31.5182
Primary production | 2310 | 2310-Peat | KTOE | LT | 2014 | nrg_110a | 1.1723
Transformation input in BKB / PB Plants | 2310 | 2310-Peat | KTOE | UA | 2012 | nrg_110a | 3.4499
Imports | 3282 | 3282-Lubricants | KTOE | BE | 2009 | nrg_110a | 14.9511
Imports | 3282 | 3282-Lubricants | KTOE | SK | 2010 | nrg_110a | 3.4667
Primary production | 5532 | 5532-Solar thermal | KTOE | NL | 2009 | nrg_110a | 0.92528
Primary production | 5532 | 5532-Solar thermal | KTOE | SI | 2012 | nrg_107a | 0.41031
Primary production | 5532 | 5532-Solar thermal | KTOE | SK | 2011 | nrg_110a | 0.21353
Primary production | 5532 | 5532-Solar thermal | KTOE | TR | 2013 | nrg_110a | 33.2851
Imports | 3281 | 3281-White Spirit and SBP | KTOE | AL | 2010 | nrg_102a | 1.076
Imports | 3281 | 3281-White Spirit and SBP | KTOE | PL | 2011 | nrg_102a | 1.524
Transformation input in BKB / PB Plants | 2310 | 2310-Peat | KTOE | EE | 2010 | nrg_110a | 1.4403
Imports | 3281 | 3281-White Spirit and SBP | KTOE | NO | 2009 | nrg_110a | 0.56522
Imports | 3281 | 3281-White Spirit and SBP | KTOE | PL | 2013 | nrg_110a | 1.0886
Imports | 3282 | 3282-Lubricants | KTOE | AT | 2011 | nrg_110a | 1.9636
Imports | 2230 | 2230-BKB (brown coal briquettes) | KTOE | RS | 2011 | nrg_101a | 0.18003
Imports | 3281 | 3281-White Spirit and SBP | KTOE | RS | 2013 | nrg_102a | 0.20097
Primary production | 5532 | 5532-Solar thermal | KTOE | PL | 2014 | nrg_107a | 0.72013
Primary production | 5532 | 5532-Solar thermal | KTOE | PT | 2013 | nrg_107a | 3.048
Imports | 2310 | 2310-Peat | KTOE | SE | 2012 | nrg_110a | 4.6976
Imports | 3282 | 3282-Lubricants | KTOE | CY | 2009 | nrg_110a | 0.40193
Imports | 3282 | 3282-Lubricants | KTOE | RO | 2014 | nrg_110a | 3.8309
Primary production | 2310 | 2310-Peat | KTOE | AT | 2014 | nrg_101a | 0.0083736
Transformation input in BKB / PB Plants | 2310 | 2310-Peat | KTOE | FI | 2014 | nrg_101a | 0.1591
Imports | 2310 | 2310-Peat | KTOE | MK | 2011 | nrg_101a | 0.046055
Primary production | 5532 | 5532-Solar thermal | KTOE | HR | 2012 | nrg_107a | 0.29726
Primary production | 5532 | 5532-Solar thermal | KTOE | BE | 2014 | nrg_107a | 0.85829
Primary production | 5532 | 5532-Solar thermal | KTOE | AL | 2014 | nrg_107a | 0.51916
Transformation input in BKB / PB Plants | 2310 | 2310-Peat | KTOE | IE | 2009 | nrg_110a | 4.7478
Consumption in Coal Mines | 2310 | 2310-Peat | KTOE | EE | 2013 | nrg_110a | 0.11723
Consumption in BKB / PB Plants | 2310 | 2310-Peat | KTOE | IE | 2012 | nrg_110a | 0.57359
Primary production | 5532 | 5532-Solar thermal | KTOE | AT | 2010 | nrg_110a | 6.6947
Primary production | 5532 | 5532-Solar thermal | KTOE | HR | 2009 | nrg_110a | 0.19259
Imports | 2230 | 2230-BKB (brown coal briquettes) | KTOE | NL | 2011 | nrg_101a | 1.5994
Imports | 2230 | 2230-BKB (brown coal briquettes) | KTOE | SK | 2010 | nrg_101a | 0.67826
Consumption in Coal Mines | 2230 | 2230-BKB (brown coal briquettes) | KTOE | DE | 2011 | nrg_101a | 0.46055
Consumption in BKB / PB Plants | 2230 | 2230-BKB (brown coal briquettes) | KTOE | DE | 2014 | nrg_101a | 0.20097
Primary production | 2310 | 2310-Peat | KTOE | SE | 2012 | nrg_101a | 5.8992
Primary production | 2310 | 2310-Peat | KTOE | UA | 2010 | nrg_101a | 4.237
Consumption in BKB / PB Plants | 2310 | 2310-Peat | KTOE | UA | 2013 | nrg_101a | 0.16329
Imports | 3282 | 3282-Lubricants | KTOE | IT | 2009 | nrg_102a | 9.952
Imports | 3282 | 3282-Lubricants | KTOE | IS | 2013 | nrg_102a | 0.16747
Imports | 3282 | 3282-Lubricants | KTOE | HU | 2009 | nrg_102a | 0.87504
Imports | 3282 | 3282-Lubricants | KTOE | MD | 2011 | nrg_102a | 0.41868
Imports | 3282 | 3282-Lubricants | KTOE | LT | 2010 | nrg_102a | 1.7208
Imports | 3281 | 3281-White Spirit and SBP | KTOE | IS | 2013 | nrg_102a | 0.041868
Imports | 3281 | 3281-White Spirit and SBP | KTOE | FR | 2013 | nrg_102a | 2.8763
Primary production | 5532 | 5532-Solar thermal | KTOE | RO | 2014 | nrg_107a | 0.020934
Primary production | 5532 | 5532-Solar thermal | KTOE | SE | 2010 | nrg_107a | 0.43124
Imports | 2230 | 2230-BKB (brown coal briquettes) | KTOE | DE | 2013 | nrg_110a | 1.4612
Imports | 2230 | 2230-BKB (brown coal briquettes) | KTOE | CZ | 2010 | nrg_110a | 2.981
Imports | 2230 | 2230-BKB (brown coal briquettes) | KTOE | IE | 2013 | nrg_110a | 0.9211
Imports | 2310 | 2310-Peat | KTOE | UA | 2014 | nrg_110a | 0.21353
Consumption in BKB / PB Plants | 2230 | 2230-BKB (brown coal briquettes) | KTOE | DE | 2010 | nrg_110a | 0.041868
Primary production | 2310 | 2310-Peat | KTOE | IE | 2013 | nrg_110a | 54.0767
Primary production | 2310 | 2310-Peat | KTOE | SE | 2014 | nrg_110a | 5.6271
Primary production | 2310 | 2310-Peat | KTOE | RO | 2011 | nrg_110a | 0.0083736
Primary production | 2310 | 2310-Peat | KTOE | UA | 2014 | nrg_110a | 4.4338
Imports | 3281 | 3281-White Spirit and SBP | KTOE | CZ | 2013 | nrg_110a | 0.52335
Imports | 3215 | 3215-Ethane | KTOE | SE | 2010 | nrg_110a | 16.5337
Imports | 3250 | 3250-Naphtha | KTOE | FI | 2009 | nrg_110a | 13.247
Primary production | 5543 | 5543-Municipal waste | KTOE | IT | 2014 | nrg_110a | 71.8832
Primary production | 5543 | 5543-Municipal waste | KTOE | LU | 2011 | nrg_110a | 1.2267
Primary production | 5543 | 5543-Municipal waste | KTOE | NL | 2010 | nrg_110a | 64.5437
Imports | 3250 | 3250-Naphtha | KTOE | NO | 2011 | nrg_102a | 2.3697
Transformation output from Coke Ovens | 4200 | 4200-Derived gases | KTOE | ES | 2011 | nrg_103a | 15.5958
Transformation output from Coke Ovens | 4200 | 4200-Derived gases | KTOE | IT | 2009 | nrg_103a | 11.6058
Consumption in Coke Ovens | 4200 | 4200-Derived gases | KTOE | HU | 2009 | nrg_103a | 2.8387
Imports | 3250 | 3250-Naphtha | KTOE | RO | 2010 | nrg_110a | 0.21771
Primary production | 5543 | 5543-Municipal waste | KTOE | LV | 2010 | nrg_110a | 0.33494
Transformation output from Coke Ovens | 4200 | 4200-Derived gases | KTOE | SE | 2010 | nrg_103a | 7.666
Transformation output from Coke Ovens | 4200 | 4200-Derived gases | KTOE | PL | 2012 | nrg_103a | 65.3225
Transformation output from Coke Ovens | 4200 | 4200-Derived gases | KTOE | TR | 2011 | nrg_103a | 23.9778
Consumption in Coal Mines | 4200 | 4200-Derived gases | KTOE | PL | 2011 | nrg_103a | 0.14235
Primary production | 5543 | 5543-Municipal waste | KTOE | AT | 2012 | nrg_110a | 15.554
Transformation input in Gas Works | 3250 | 3250-Naphtha | KTOE | ES | 2009 | nrg_102a | 1.5407
Consumption in Coke Ovens | 4200 | 4200-Derived gases | KTOE | IT | 2012 | nrg_103a | 1.03
Consumption in Gas Works | 4200 | 4200-Derived gases | KTOE | SE | 2010 | nrg_103a | 0.16747
Imports | 3250 | 3250-Naphtha | KTOE | HU | 2010 | nrg_110a | 9.1147
Primary production | 5543 | 5543-Municipal waste | KTOE | BG | 2010 | nrg_110a | 0.41868
Primary production | 5543 | 5543-Municipal waste | KTOE | DE | 2011 | nrg_110a | 201.3432
Primary production | 5543 | 5543-Municipal waste | KTOE | DK | 2013 | nrg_110a | 37.4677
Primary production | 5543 | 5543-Municipal waste | KTOE | PT | 2011 | nrg_110a | 8.2438
Primary production | 5543 | 5543-Municipal waste | KTOE | PL | 2014 | nrg_110a | 6.1002
Primary production | 5543 | 5543-Municipal waste | KTOE | NO | 2013 | nrg_110a | 16.9063
Imports | 5543 | 5543-Municipal waste | KTOE | HU | 2013 | nrg_110a | 0.44799
Transformation output from Coke Ovens | 4200 | 4200-Derived gases | KTOE | UA | 2014 | nrg_103a | 87.1064
Transformation output from Coke Ovens | 4200 | 4200-Derived gases | KTOE | UK | 2010 | nrg_103a | 28.5833
Transformation output from Gas Works | 4200 | 4200-Derived gases | KTOE | HR | 2011 | nrg_103a | 0.12979
Transformation output from Gas Works | 4200 | 4200-Derived gases | KTOE | UA | 2012 | nrg_103a | 0.79968
Consumption in Coke Ovens | 4200 | 4200-Derived gases | KTOE | ES | 2014 | nrg_103a | 5.5182
Consumption in Coke Ovens | 4200 | 4200-Derived gases | KTOE | UK | 2010 | nrg_103a | 15.1437
Imports | 3250 | 3250-Naphtha | KTOE | BE | 2009 | nrg_110a | 142.033
Imports | 3250 | 3250-Naphtha | KTOE | NO | 2009 | nrg_102a | 3.7765
Transformation output from Gas Works | 4200 | 4200-Derived gases | KTOE | EE | 2014 | nrg_103a | 6.4812
Primary production | 5543 | 5543-Municipal waste | KTOE | NO | 2011 | nrg_110a | 14.3272
Imports | 3250 | 3250-Naphtha | KTOE | RS | 2013 | nrg_102a | 0.31401
Primary production | 5543 | 5543-Municipal waste | KTOE | PL | 2012 | nrg_110a | 5.6731
Primary production | 5543 | 5543-Municipal waste | KTOE | PT | 2009 | nrg_110a | 8.2941
Transformation output from Coke Ovens | 4200 | 4200-Derived gases | KTOE | ES | 2009 | nrg_103a | 12.954
Transformation output from Coke Ovens | 4200 | 4200-Derived gases | KTOE | NL | 2014 | nrg_103a | 16.2867
Transformation output from Coke Ovens | 4200 | 4200-Derived gases | KTOE | PL | 2010 | nrg_103a | 73.0094
Transformation output from Coke Ovens | 4200 | 4200-Derived gases | KTOE | TR | 2009 | nrg_103a | 23.7015
Consumption in Coke Ovens | 4200 | 4200-Derived gases | KTOE | FR | 2013 | nrg_103a | 13.8374
Primary production | 5543 | 5543-Municipal waste | KTOE | AT | 2010 | nrg_110a | 14.3817
Imports | 3250 | 3250-Naphtha | KTOE | DE | 2014 | nrg_102a | 343.2422
Imports | 3250 | 3250-Naphtha | KTOE | NL | 2013 | nrg_102a | 708.1805
Imports | 3250 | 3250-Naphtha | KTOE | TR | 2014 | nrg_102a | 48.0058
Transformation input in Gas Works | 3250 | 3250-Naphtha | KTOE | SE | 2009 | nrg_102a | 0.57359
Consumption in Coal Mines | 4200 | 4200-Derived gases | KTOE | PL | 2009 | nrg_103a | 0.1256
Consumption in Coke Ovens | 4200 | 4200-Derived gases | KTOE | AT | 2014 | nrg_103a | 6.3011
Consumption in Coke Ovens | 4200 | 4200-Derived gases | KTOE | IT | 2010 | nrg_103a | 0.15491
Consumption in Coke Ovens | 4200 | 4200-Derived gases | KTOE | NL | 2014 | nrg_103a | 7.733
Consumption in Gas Works | 4200 | 4200-Derived gases | KTOE | PL | 2013 | nrg_103a | 0.0083736
Imports | 3250 | 3250-Naphtha | KTOE | IT | 2013 | nrg_110a | 61.4245
Primary production | 5543 | 5543-Municipal waste | KTOE | CZ | 2013 | nrg_110a | 5.7862
Primary production | 5543 | 5543-Municipal waste | KTOE | DE | 2009 | nrg_110a | 176.482
Primary production | 5543 | 5543-Municipal waste | KTOE | DK | 2011 | nrg_110a | 38.4265
Primary production | 5543 | 5543-Municipal waste | KTOE | HU | 2014 | nrg_110a | 3.5337
Imports | 5543 | 5543-Municipal waste | KTOE | HU | 2011 | nrg_110a | 0.54428
Imports | 3250 | 3250-Naphtha | KTOE | FI | 2014 | nrg_102a | 7.7958
Imports | 3250 | 3250-Naphtha | KTOE | UK | 2013 | nrg_102a | 45.9376
Transformation output from Coke Ovens | 4200 | 4200-Derived gases | KTOE | CZ | 2014 | nrg_103a | 18.5057
Imports | 3281 | 3281-White Spirit and SBP | KTOE | HR | 2009 | nrg_110a | 0.10048
Imports | 3282 | 3282-Lubricants | KTOE | IT | 2011 | nrg_110a | 9.5333
Imports | 3282 | 3282-Lubricants | KTOE | MD | 2013 | nrg_110a | 0.37681
Imports | 3282 | 3282-Lubricants | KTOE | NL | 2010 | nrg_110a | 42.1862
Imports | 3282 | 3282-Lubricants | KTOE | MT | 2012 | nrg_110a | 0.16747
Imports | 3282 | 3282-Lubricants | KTOE | TR | 2013 | nrg_110a | 34.8425
Primary production | 5532 | 5532-Solar thermal | KTOE | SI | 2010 | nrg_110a | 0.34332
Transformation output from BKB / PB Plants | 2230 | 2230-BKB (brown coal briquettes) | KTOE | DE | 2012 | nrg_101a | 135.7193
Transformation input in BKB / PB Plants | 2310 | 2310-Peat | KTOE | UA | 2009 | nrg_101a | 3.3578
Imports | 2310 | 2310-Peat | KTOE | FI | 2009 | nrg_101a | 1.1472
Imports | 3282 | 3282-Lubricants | KTOE | BG | 2011 | nrg_102a | 1.6915
Imports | 3282 | 3282-Lubricants | KTOE | FI | 2010 | nrg_102a | 6.5105
Imports | 3282 | 3282-Lubricants | KTOE | SK | 2014 | nrg_102a | 2.4744
Imports | 3281 | 3281-White Spirit and SBP | KTOE | DK | 2013 | nrg_102a | 0.52335
Primary production | 5532 | 5532-Solar thermal | KTOE | NL | 2014 | nrg_107a | 1.1262
Primary production | 5532 | 5532-Solar thermal | KTOE | MT | 2012 | nrg_107a | 0.16747
Consumption in Coal Mines | 2230 | 2230-BKB (brown coal briquettes) | KTOE | DE | 2011 | nrg_110a | 0.46055
Imports | 2230 | 2230-BKB (brown coal briquettes) | KTOE | BE | 2010 | nrg_110a | 5.962
Transformation input in BKB / PB Plants | 2310 | 2310-Peat | KTOE | LT | 2009 | nrg_110a | 0.15072
Imports | 3281 | 3281-White Spirit and SBP | KTOE | BE | 2012 | nrg_110a | 0.56522
Imports | 3281 | 3281-White Spirit and SBP | KTOE | DK | 2009 | nrg_110a | 0.43543
Imports | 3281 | 3281-White Spirit and SBP | KTOE | UK | 2014 | nrg_110a | 1.9762
Imports | 3282 | 3282-Lubricants | KTOE | SI | 2010 | nrg_110a | 0.79968
Imports | 3282 | 3282-Lubricants | KTOE | XK | 2010 | nrg_110a | 0.25121
Primary production | 5532 | 5532-Solar thermal | KTOE | MT | 2012 | nrg_110a | 0.16747
Primary production | 5532 | 5532-Solar thermal | KTOE | SK | 2013 | nrg_107a | 0.23446
Primary production | 5532 | 5532-Solar thermal | KTOE | TR | 2014 | nrg_107a | 33.62
Imports | 2230 | 2230-BKB (brown coal briquettes) | KTOE | PL | 2013 | nrg_101a | 0.74106
Imports | 3282 | 3282-Lubricants | KTOE | PL | 2014 | nrg_102a | 8.7797
Imports | 3281 | 3281-White Spirit and SBP | KTOE | NO | 2013 | nrg_102a | 1.0048
Imports | 2230 | 2230-BKB (brown coal briquettes) | KTOE | PL | 2009 | nrg_110a | 0.13816
Imports | 3281 | 3281-White Spirit and SBP | KTOE | AT | 2009 | nrg_110a | 0.57359
Imports | 3282 | 3282-Lubricants | KTOE | AL | 2010 | nrg_110a | 0.37681
Imports | 3282 | 3282-Lubricants | KTOE | PL | 2013 | nrg_110a | 8.3569
Imports | 3282 | 3282-Lubricants | KTOE | SE | 2010 | nrg_102a | 2.2274
Imports | 3281 | 3281-White Spirit and SBP | KTOE | BG | 2013 | nrg_102a | 0.35169
Imports | 2230 | 2230-BKB (brown coal briquettes) | KTOE | RS | 2011 | nrg_110a | 0.18003
Imports | 3282 | 3282-Lubricants | KTOE | SE | 2009 | nrg_110a | 2.7717
Transformation output from BKB / PB Plants | 2230 | 2230-BKB (brown coal briquettes) | KTOE | RS | 2011 | nrg_101a | 11.3588
Imports | 2310 | 2310-Peat | KTOE | RO | 2014 | nrg_101a | 0.29726
Consumption in BKB / PB Plants | 2310 | 2310-Peat | KTOE | IE | 2010 | nrg_101a | 0.59034
Imports | 3282 | 3282-Lubricants | KTOE | EL | 2012 | nrg_102a | 0.71594
Imports | 3282 | 3282-Lubricants | KTOE | ES | 2014 | nrg_102a | 2.1855
Imports | 3282 | 3282-Lubricants | KTOE | ME | 2012 | nrg_102a | 0.041868
Transformation output from BKB / PB Plants | 2230 | 2230-BKB (brown coal briquettes) | KTOE | RS | 2013 | nrg_110a | 10.3205
Transformation input in BKB / PB Plants | 2310 | 2310-Peat | KTOE | FI | 2014 | nrg_110a | 0.1591
Imports | 3282 | 3282-Lubricants | KTOE | EL | 2012 | nrg_110a | 0.71594
Imports | 3282 | 3282-Lubricants | KTOE | EE | 2011 | nrg_110a | 0.16747
Imports | 3282 | 3282-Lubricants | KTOE | ES | 2012 | nrg_110a | 3.362
Imports | 3282 | 3282-Lubricants | KTOE | MK | 2013 | nrg_110a | 0.33494
Primary production | 5532 | 5532-Solar thermal | KTOE | AL | 2011 | nrg_110a | 0.48986
Primary production | 5532 | 5532-Solar thermal | KTOE | BE | 2010 | nrg_110a | 0.5066
Primary production | 5532 | 5532-Solar thermal | KTOE | FR | 2012 | nrg_110a | 3.4206
Primary production | 5532 | 5532-Solar thermal | KTOE | HU | 2010 | nrg_110a | 0.22609
Imports | 2230 | 2230-BKB (brown coal briquettes) | KTOE | HU | 2014 | nrg_101a | 0.079549
Imports | 2230 | 2230-BKB (brown coal briquettes) | KTOE | IE | 2009 | nrg_101a | 0.66151
Imports | 3282 | 3282-Lubricants | KTOE | DE | 2010 | nrg_102a | 37.2165
Imports | 3282 | 3282-Lubricants | KTOE | IE | 2011 | nrg_102a | 1.524
Imports | 3282 | 3282-Lubricants | KTOE | NO | 2014 | nrg_102a | 1.7626
Imports | 3282 | 3282-Lubricants | KTOE | UA | 2010 | nrg_102a | 10.7517
Imports | 3281 | 3281-White Spirit and SBP | KTOE | DE | 2013 | nrg_102a | 6.9543
Imports | 3281 | 3281-White Spirit and SBP | KTOE | CZ | 2010 | nrg_102a | 0.6029
Imports | 3281 | 3281-White Spirit and SBP | KTOE | IE | 2013 | nrg_102a | 0.046055
Imports | 3281 | 3281-White Spirit and SBP | KTOE | HR | 2010 | nrg_102a | 0.10048
Imports | 3281 | 3281-White Spirit and SBP | KTOE | NL | 2011 | nrg_102a | 22.3659
Imports | 3281 | 3281-White Spirit and SBP | KTOE | SK | 2012 | nrg_102a | 0.25958
Imports | 3281 | 3281-White Spirit and SBP | KTOE | TR | 2009 | nrg_102a | 79.612
Primary production | 5532 | 5532-Solar thermal | KTOE | CY | 2011 | nrg_107a | 2.6251
Primary production | 5500 | 5500-Renewable energies | KTOE | PL | 2009 | nrg_110a | 252.1542
Imports | 5500 | 5500-Renewable energies | KTOE | NO | 2013 | nrg_110a | 7.0715
Imports | 5500 | 5500-Renewable energies | KTOE | PL | 2011 | nrg_100a | 22.2361
Imports | 5500 | 5500-Renewable energies | KTOE | PT | 2013 | nrg_107a | 2.8805
Primary production | 5500 | 5500-Renewable energies | KTOE | RO | 2014 | nrg_110a | 254.9594
Consumption in BKB / PB Plants | 5500 | 5500-Renewable energies | KTOE | LT | 2012 | nrg_110a | 0.0041868
Primary production | 5500 | 5500-Renewable energies | KTOE | PL | 2010 | nrg_100a | 286.6074
Imports | 5500 | 5500-Renewable energies | KTOE | CY | 2013 | nrg_100a | 1.0634
Imports | 5500 | 5500-Renewable energies | KTOE | RS | 2013 | nrg_100a | 0.18422
Primary production | 5500 | 5500-Renewable energies | KTOE | AL | 2012 | nrg_107a | 26.1508
Primary production | 5500 | 5500-Renewable energies | KTOE | AT | 2010 | nrg_107a | 367.7601
Primary production | 5500 | 5500-Renewable energies | KTOE | ME | 2009 | nrg_107a | 16.8979
Imports | 5500 | 5500-Renewable energies | KTOE | ES | 2012 | nrg_107a | 81.1527
Imports | 5500 | 5500-Renewable energies | KTOE | ME | 2012 | nrg_107a | 0.050242
Imports | 5500 | 5500-Renewable energies | KTOE | MK | 2009 | nrg_107a | 0.34332
Primary production | 5500 | 5500-Renewable energies | KTOE | AT | 2014 | nrg_110a | 392.3199
Primary production | 5500 | 5500-Renewable energies | KTOE | MD | 2014 | nrg_110a | 12.6734
Primary production | 5500 | 5500-Renewable energies | KTOE | MK | 2011 | nrg_110a | 13.6364
Imports | 5500 | 5500-Renewable energies | KTOE | MK | 2011 | nrg_110a | 0.23027
Primary production | 5500 | 5500-Renewable energies | KTOE | HU | 2013 | nrg_100a | 85.7959
Primary production | 5500 | 5500-Renewable energies | KTOE | MD | 2014 | nrg_100a | 12.6734
Imports | 5500 | 5500-Renewable energies | KTOE | EL | 2013 | nrg_100a | 6.0457
Primary production | 5500 | 5500-Renewable energies | KTOE | BE | 2011 | nrg_107a | 112.8175
Primary production | 5500 | 5500-Renewable energies | KTOE | DK | 2014 | nrg_107a | 131.633
Primary production | 5500 | 5500-Renewable energies | KTOE | IE | 2011 | nrg_107a | 30.191
Primary production | 5500 | 5500-Renewable energies | KTOE | RS | 2009 | nrg_107a | 81.9692
Primary production | 5500 | 5500-Renewable energies | KTOE | UA | 2014 | nrg_107a | 136.6153
Imports | 5500 | 5500-Renewable energies | KTOE | HU | 2009 | nrg_107a | 1.951
Imports | 5500 | 5500-Renewable energies | KTOE | IT | 2009 | nrg_107a | 75.5215
Imports | 5500 | 5500-Renewable energies | KTOE | NL | 2009 | nrg_107a | 29.676
Imports | 5500 | 5500-Renewable energies | KTOE | SK | 2010 | nrg_107a | 1.658
Consumption in Coal Mines | 5500 | 5500-Renewable energies | KTOE | PL | 2009 | nrg_107a | 0.087923
Consumption in BKB / PB Plants | 5500 | 5500-Renewable energies | KTOE | LT | 2012 | nrg_107a | 0.0041868
Primary production | 5500 | 5500-Renewable energies | KTOE | CY | 2011 | nrg_110a | 4.0193
Primary production | 5500 | 5500-Renewable energies | KTOE | EL | 2014 | nrg_110a | 97.5231
Primary production | 5500 | 5500-Renewable energies | KTOE | DK | 2013 | nrg_110a | 129.1586
Primary production | 5500 | 5500-Renewable energies | KTOE | IE | 2013 | nrg_110a | 31.6271
Primary production | 5500 | 5500-Renewable energies | KTOE | IT | 2009 | nrg_110a | 807.8263
Imports | 5500 | 5500-Renewable energies | KTOE | DE | 2014 | nrg_110a | 46.2893
Imports | 5500 | 5500-Renewable energies | KTOE | HR | 2012 | nrg_110a | 0.27214
Imports | 5500 | 5500-Renewable energies | KTOE | IE | 2010 | nrg_110a | 1.8338
Consumption in Coal Mines | 5500 | 5500-Renewable energies | KTOE | DE | 2013 | nrg_110a | 0.45636
Primary production | 5500 | 5500-Renewable energies | KTOE | ES | 2010 | nrg_100a | 612.7214
Primary production | 5500 | 5500-Renewable energies | KTOE | EE | 2010 | nrg_100a | 41.3447
Primary production | 5500 | 5500-Renewable energies | KTOE | IS | 2009 | nrg_100a | 198.0649
Primary production | 5500 | 5500-Renewable energies | KTOE | RO | 2011 | nrg_100a | 210.4914
Primary production | 5500 | 5500-Renewable energies | KTOE | UK | 2010 | nrg_100a | 241.9929
Imports | 5500 | 5500-Renewable energies | KTOE | IS | 2013 | nrg_100a | 0.18422
Imports | 5500 | 5500-Renewable energies | KTOE | FR | 2013 | nrg_100a | 19.1881
Imports | 5500 | 5500-Renewable energies | KTOE | MT | 2014 | nrg_100a | 0.20934
Primary production | 5500 | 5500-Renewable energies | KTOE | MT | 2011 | nrg_107a | 0.27214
Imports | 5500 | 5500-Renewable energies | KTOE | DK | 2010 | nrg_107a | 36.6094
Imports | 5500 | 5500-Renewable energies | KTOE | SI | 2014 | nrg_107a | 1.8715
Imports | 5500 | 5500-Renewable energies | KTOE | FI | 2014 | nrg_110a | 17.8316
Imports | 5500 | 5500-Renewable energies | KTOE | SK | 2011 | nrg_110a | 1.5742
Imports | 5500 | 5500-Renewable energies | KTOE | SI | 2014 | nrg_110a | 1.8715
Imports | 5500 | 5500-Renewable energies | KTOE | XK | 2014 | nrg_110a | 0.10048
Primary production | 5500 | 5500-Renewable energies | KTOE | LU | 2009 | nrg_100a | 3.4709
Primary production | 5500 | 5500-Renewable energies | KTOE | LT | 2011 | nrg_100a | 48.6548
Imports | 5500 | 5500-Renewable energies | KTOE | BE | 2010 | nrg_100a | 25.6944
Imports | 5500 | 5500-Renewable energies | KTOE | DK | 2013 | nrg_100a | 53.5492
Imports | 5500 | 5500-Renewable energies | KTOE | XK | 2012 | nrg_100a | 0.14654
Transformation input in BKB / PB Plants | 5500 | 5500-Renewable energies | KTOE | UA | 2009 | nrg_100a | 0.0083736
Consumption in Coal Mines | 5500 | 5500-Renewable energies | KTOE | UA | 2010 | nrg_100a | 0.062802
Primary production | 5500 | 5500-Renewable energies | KTOE | SI | 2012 | nrg_107a | 42.9775
Primary production | 5532 | 5532-Solar thermal | KTOE | BG | 2010 | nrg_107a | 0.42705
Primary production | 5532 | 5532-Solar thermal | KTOE | DE | 2013 | nrg_107a | 24.409
Primary production | 5532 | 5532-Solar thermal | KTOE | EL | 2012 | nrg_107a | 7.7205
Imports | 2230 | 2230-BKB (brown coal briquettes) | KTOE | LU | 2010 | nrg_110a | 0.20097
Primary production | 2310 | 2310-Peat | KTOE | FI | 2013 | nrg_110a | 71.2049
Imports | 3281 | 3281-White Spirit and SBP | KTOE | DE | 2014 | nrg_110a | 6.6947
Imports | 3281 | 3281-White Spirit and SBP | KTOE | LV | 2013 | nrg_110a | 0.041868
Imports | 3282 | 3282-Lubricants | KTOE | IS | 2014 | nrg_110a | 0.16747
Imports | 3282 | 3282-Lubricants | KTOE | IE | 2012 | nrg_110a | 1.524
Imports | 3282 | 3282-Lubricants | KTOE | HU | 2013 | nrg_110a | 0.3182
Imports | 3282 | 3282-Lubricants | KTOE | LU | 2010 | nrg_110a | 0.52335
Primary production | 5532 | 5532-Solar thermal | KTOE | DK | 2009 | nrg_110a | 0.59034
Primary production | 5532 | 5532-Solar thermal | KTOE | EL | 2010 | nrg_110a | 7.6744
Primary production | 5532 | 5532-Solar thermal | KTOE | IT | 2011 | nrg_110a | 5.8783
Primary production | 5532 | 5532-Solar thermal | KTOE | XK | 2011 | nrg_110a | 0.0083736
Imports | 2230 | 2230-BKB (brown coal briquettes) | KTOE | BE | 2014 | nrg_101a | 8.5201
Imports | 2230 | 2230-BKB (brown coal briquettes) | KTOE | DK | 2009 | nrg_101a | 0.020934
Transformation output from BKB / PB Plants | 2230 | 2230-BKB (brown coal briquettes) | KTOE | BG | 2014 | nrg_101a | 27.838
Transformation output from BKB / PB Plants | 2230 | 2230-BKB (brown coal briquettes) | KTOE | CZ | 2010 | nrg_101a | 2.9015
Primary production | 2310 | 2310-Peat | KTOE | LT | 2009 | nrg_101a | 0.61965
Primary production | 2310 | 2310-Peat | KTOE | LV | 2009 | nrg_101a | 0.25121
Imports | 3282 | 3282-Lubricants | KTOE | FR | 2011 | nrg_102a | 35.2361
Imports | 3282 | 3282-Lubricants | KTOE | XK | 2014 | nrg_102a | 0.16747
Imports | 3282 | 3282-Lubricants | KTOE | UK | 2009 | nrg_102a | 22.2612
Imports | 3281 | 3281-White Spirit and SBP | KTOE | FI | 2014 | nrg_102a | 0.087923
Primary production | 5532 | 5532-Solar thermal | KTOE | LU | 2009 | nrg_107a | 0.029308
Consumption in Coal Mines | 2230 | 2230-BKB (brown coal briquettes) | KTOE | BG | 2009 | nrg_110a | 0.041868
Imports | 2230 | 2230-BKB (brown coal briquettes) | KTOE | AT | 2010 | nrg_110a | 0.74106
Imports | 2310 | 2310-Peat | KTOE | FI | 2009 | nrg_110a | 1.1472
Transformation output from BKB / PB Plants | 2230 | 2230-BKB (brown coal briquettes) | KTOE | BG | 2010 | nrg_110a | 27.1221
Transformation output from BKB / PB Plants | 2230 | 2230-BKB (brown coal briquettes) | KTOE | DE | 2014 | nrg_110a | 137.662
Primary production | 2310 | 2310-Peat | KTOE | LT | 2011 | nrg_110a | 0.49404
Transformation input in BKB / PB Plants | 2310 | 2310-Peat | KTOE | UA | 2009 | nrg_110a | 3.3578
Imports | 3281 | 3281-White Spirit and SBP | KTOE | BG | 2013 | nrg_110a | 0.35169
Imports | 3281 | 3281-White Spirit and SBP | KTOE | FR | 2013 | nrg_110a | 2.8763
Imports | 3281 | 3281-White Spirit and SBP | KTOE | SK | 2013 | nrg_110a | 0.30145
Imports | 3282 | 3282-Lubricants | KTOE | FI | 2013 | nrg_110a | 8.1475
Imports | 3282 | 3282-Lubricants | KTOE | UK | 2014 | nrg_110a | 16.5546
Primary production | 5532 | 5532-Solar thermal | KTOE | TR | 2009 | nrg_110a | 17.953
Transformation input in BKB / PB Plants | 2310 | 2310-Peat | KTOE | EE | 2012 | nrg_101a | 0.84992
Imports | 3282 | 3282-Lubricants | KTOE | AT | 2013 | nrg_102a | 4.5134
Imports | 3281 | 3281-White Spirit and SBP | KTOE | AL | 2011 | nrg_110a | 0.21353
Imports | 3281 | 3281-White Spirit and SBP | KTOE | PL | 2009 | nrg_110a | 1.658
Imports | 3282 | 3282-Lubricants | KTOE | NO | 2013 | nrg_110a | 0.25121
Transformation input in BKB / PB Plants | 2310 | 2310-Peat | KTOE | IE | 2011 | nrg_101a | 4.0151
Imports | 3282 | 3282-Lubricants | KTOE | PT | 2011 | nrg_102a | 2.018
Imports | 3282 | 3282-Lubricants | KTOE | RO | 2012 | nrg_102a | 3.9021
Imports | 3281 | 3281-White Spirit and SBP | KTOE | PT | 2013 | nrg_102a | 0.041868
Primary production | 2310 | 2310-Peat | KTOE | LV | 2012 | nrg_110a | 0.09211
Imports | 3282 | 3282-Lubricants | KTOE | PT | 2013 | nrg_110a | 1.637
Imports | 3282 | 3282-Lubricants | KTOE | RO | 2010 | nrg_110a | 4.5008
Consumption in BKB / PB Plants | 2230 | 2230-BKB (brown coal briquettes) | KTOE | DE | 2010 | nrg_101a | 0.041868
Primary production | 2310 | 2310-Peat | KTOE | AT | 2010 | nrg_101a | 0.0083736
Transformation input in BKB / PB Plants | 2310 | 2310-Peat | KTOE | FI | 2010 | nrg_101a | 0.39356
Imports | 3282 | 3282-Lubricants | KTOE | NL | 2014 | nrg_102a | 53.7794
Imports | 3282 | 3282-Lubricants | KTOE | MK | 2011 | nrg_102a | 0.36006
Imports | 3282 | 3282-Lubricants | KTOE | MT | 2013 | nrg_102a | 0.16747
Primary production | 5532 | 5532-Solar thermal | KTOE | FR | 2011 | nrg_107a | 2.9852
Primary production | 5532 | 5532-Solar thermal | KTOE | XK | 2013 | nrg_107a | 0.01256
Primary production | 5532 | 5532-Solar thermal | KTOE | AT | 2014 | nrg_107a | 7.6283
Primary production | 5532 | 5532-Solar thermal | KTOE | BE | 2010 | nrg_107a | 0.5066
Primary production | 5532 | 5532-Solar thermal | KTOE | AL | 2010 | nrg_107a | 0.28052
Primary production | 5532 | 5532-Solar thermal | KTOE | ES | 2014 | nrg_107a | 100.5209
Imports | 2230 | 2230-BKB (brown coal briquettes) | KTOE | NL | 2013 | nrg_110a | 0.90016
Primary production | 2310 | 2310-Peat | KTOE | UA | 2010 | nrg_110a | 4.237
Imports | 3281 | 3281-White Spirit and SBP | KTOE | ES | 2014 | nrg_110a | 1.8757
Primary production | 5542 | 5542-Biogas | KTOE | CY | 2011 | nrg_107a | 0.44799
Primary production | 5542 | 5542-Biogas | KTOE | EL | 2010 | nrg_107a | 2.0641
Primary production | 5542 | 5542-Biogas | KTOE | IE | 2011 | nrg_107a | 2.4116
Primary production | 5548 | 5548-Other liquid biofuels | KTOE | FI | 2011 | nrg_107a | 0.54847
Imports | 3295 | 3295-Other Oil Products | KTOE | IT | 2013 | nrg_110a | 10.8019
Imports | 3295 | 3295-Other Oil Products | KTOE | FR | 2009 | nrg_110a | 10.199
Primary production | 5542 | 5542-Biogas | KTOE | BG | 2011 | nrg_110a | 0.13816
Primary production | 5542 | 5542-Biogas | KTOE | DK | 2011 | nrg_110a | 4.1073
Primary production | 5542 | 5542-Biogas | KTOE | EL | 2012 | nrg_110a | 3.7095
Primary production | 5542 | 5542-Biogas | KTOE | IS | 2013 | nrg_110a | 0.071176
Primary production | 5542 | 5542-Biogas | KTOE | IT | 2013 | nrg_110a | 76.0114
Primary production | 5542 | 5542-Biogas | KTOE | IE | 2013 | nrg_110a | 2.018
Primary production | 5542 | 5542-Biogas | KTOE | UK | 2009 | nrg_110a | 71.2468
Imports | 5548 | 5548-Other liquid biofuels | KTOE | LU | 2014 | nrg_110a | 0.0041868
Imports | 5548 | 5548-Other liquid biofuels | KTOE | IT | 2011 | nrg_110a | 19.9752
Imports | 3106 | 3106-Natural gas liquids (NGL) | KTOE | UK | 2010 | nrg_102a | 33.7079
Imports | 3295 | 3295-Other Oil Products | KTOE | BE | 2012 | nrg_102a | 2.3614
Consumption in Oil and gas extraction | 3295 | 3295-Other Oil Products | KTOE | AL | 2010 | nrg_102a | 0.49404
Primary production | 5542 | 5542-Biogas | KTOE | IT | 2010 | nrg_107a | 21.248
Primary production | 5542 | 5542-Biogas | KTOE | MT | 2011 | nrg_107a | 0.058615
Imports | 5548 | 5548-Other liquid biofuels | KTOE | BE | 2012 | nrg_107a | 0.19259
Primary production | 3106 | 3106-Natural gas liquids (NGL) | KTOE | NL | 2011 | nrg_110a | 16.8519
Imports | 3295 | 3295-Other Oil Products | KTOE | BE | 2009 | nrg_110a | 6.2383
Imports | 3295 | 3295-Other Oil Products | KTOE | SI | 2013 | nrg_110a | 0.12142
Consumption in Oil and gas extraction | 3295 | 3295-Other Oil Products | KTOE | AL | 2010 | nrg_110a | 0.49404
Primary production | 5542 | 5542-Biogas | KTOE | SI | 2014 | nrg_107a | 1.2895
Primary production | 5542 | 5542-Biogas | KTOE | TR | 2012 | nrg_110a | 5.3884
Primary production | 5548 | 5548-Other liquid biofuels | KTOE | TR | 2014 | nrg_107a | 0.016747
Imports | 3295 | 3295-Other Oil Products | KTOE | NO | 2010 | nrg_102a | 1.7585
Imports | 3295 | 3295-Other Oil Products | KTOE | AT | 2011 | nrg_102a | 1.5031
Imports | 5548 | 5548-Other liquid biofuels | KTOE | NO | 2010 | nrg_107a | 0.037681
Imports | 3295 | 3295-Other Oil Products | KTOE | AL | 2011 | nrg_110a | 2.286
Imports | 3295 | 3295-Other Oil Products | KTOE | PL | 2010 | nrg_110a | 2.039
Primary production | 5542 | 5542-Biogas | KTOE | PL | 2013 | nrg_110a | 7.5949
Imports | 3106 | 3106-Natural gas liquids (NGL) | KTOE | RS | 2012 | nrg_102a | 0.23027
Primary production | 5548 | 5548-Other liquid biofuels | KTOE | PT | 2011 | nrg_107a | 0.17166
Primary production | 5548 | 5548-Other liquid biofuels | KTOE | PL | 2013 | nrg_107a | 0.0083736
Primary production | 3106 | 3106-Natural gas liquids (NGL) | KTOE | RO | 2009 | nrg_110a | 5.5391
Primary production | 5542 | 5542-Biogas | KTOE | PT | 2011 | nrg_110a | 1.8841
Primary production | 5542 | 5542-Biogas | KTOE | RO | 2014 | nrg_110a | 0.80805
Primary production | 3106 | 3106-Natural gas liquids (NGL) | KTOE | HR | 2010 | nrg_102a | 5.782
Primary production | 5542 | 5542-Biogas | KTOE | LV | 2012 | nrg_107a | 2.1729
Primary production | 3106 | 3106-Natural gas liquids (NGL) | KTOE | HU | 2010 | nrg_110a | 14.704
Imports | 3295 | 3295-Other Oil Products | KTOE | ES | 2010 | nrg_110a | 19.9585
Primary production | 3106 | 3106-Natural gas liquids (NGL) | KTOE | HU | 2009 | nrg_102a | 17.4171
Primary production | 3106 | 3106-Natural gas liquids (NGL) | KTOE | RO | 2011 | nrg_102a | 7.2683
Primary production | 3106 | 3106-Natural gas liquids (NGL) | KTOE | RS | 2012 | nrg_102a | 1.5659
Imports | 3295 | 3295-Other Oil Products | KTOE | NL | 2013 | nrg_102a | 20.44
Imports | 3295 | 3295-Other Oil Products | KTOE | HR | 2010 | nrg_102a | 0.12142
Primary production | 5542 | 5542-Biogas | KTOE | CZ | 2009 | nrg_107a | 5.4387
Primary production | 5542 | 5542-Biogas | KTOE | ES | 2014 | nrg_107a | 14.792
Primary production | 5542 | 5542-Biogas | KTOE | SE | 2012 | nrg_107a | 5.3047
Primary production | 5548 | 5548-Other liquid biofuels | KTOE | BG | 2009 | nrg_107a | 0.01256
Primary production | 5548 | 5548-Other liquid biofuels | KTOE | DK | 2014 | nrg_107a | 0.72432
Primary production | 5548 | 5548-Other liquid biofuels | KTOE | DE | 2009 | nrg_107a | 19.3891
Primary production | 5548 | 5548-Other liquid biofuels | KTOE | SE | 2010 | nrg_107a | 10.1027
Imports | 3295 | 3295-Other Oil Products | KTOE | NL | 2010 | nrg_110a | 28.2818
Imports | 3295 | 3295-Other Oil Products | KTOE | MD | 2011 | nrg_110a | 0.20097
Imports | 3295 | 3295-Other Oil Products | KTOE | TR | 2012 | nrg_110a | 10.9652
Primary production | 5542 | 5542-Biogas | KTOE | CY | 2011 | nrg_110a | 0.44799
Primary production | 5542 | 5542-Biogas | KTOE | CZ | 2012 | nrg_110a | 15.6963
Primary production | 5542 | 5542-Biogas | KTOE | DE | 2013 | nrg_110a | 287.8467
Primary production | 5542 | 5542-Biogas | KTOE | FI | 2013 | nrg_110a | 3.7263
Primary production | 5542 | 5542-Biogas | KTOE | ES | 2010 | nrg_110a | 11.6016
Primary production | 5542 | 5542-Biogas | KTOE | SE | 2012 | nrg_110a | 5.3047
Primary production | 5548 | 5548-Other liquid biofuels | KTOE | DE | 2011 | nrg_110a | 5.1456
Primary production | 5500 | 5500-Renewable energies | KTOE | SK | 2012 | nrg_110a | 60.0178
Primary production | 5500 | 5500-Renewable energies | KTOE | SK | 2011 | nrg_100a | 58.0625
Primary production | 5500 | 5500-Renewable energies | KTOE | TR | 2014 | nrg_100a | 502.8431
Primary production | 5500 | 5500-Renewable energies | KTOE | UA | 2012 | nrg_110a | 112.7589
Primary production | 5500 | 5500-Renewable energies | KTOE | MD | 2010 | nrg_107a | 8.6248
Primary production | 5500 | 5500-Renewable energies | KTOE | MK | 2014 | nrg_107a | 11.6226
Imports | 5500 | 5500-Renewable energies | KTOE | EL | 2009 | nrg_107a | 2.3823
Imports | 5500 | 5500-Renewable energies | KTOE | RO | 2010 | nrg_107a | 6.7659
Imports | 5500 | 5500-Renewable energies | KTOE | EE | 2014 | nrg_110a | 1.5072
Imports | 5500 | 5500-Renewable energies | KTOE | RO | 2014 | nrg_110a | 8.8509
Primary production | 5500 | 5500-Renewable energies | KTOE | ME | 2013 | nrg_100a | 16.2908
Imports | 5500 | 5500-Renewable energies | KTOE | EE | 2013 | nrg_100a | 0.49404
Imports | 5500 | 5500-Renewable energies | KTOE | RO | 2012 | nrg_100a | 7.285
Primary production | 5500 | 5500-Renewable energies | KTOE | ES | 2012 | nrg_107a | 613.1527
Primary production | 5500 | 5500-Renewable energies | KTOE | UK | 2012 | nrg_107a | 316.363
Consumption in BKB / PB Plants | 5500 | 5500-Renewable energies | KTOE | DE | 2011 | nrg_107a | 0.0041868
Primary production | 5500 | 5500-Renewable energies | KTOE | AL | 2009 | nrg_110a | 27.792
Primary production | 5500 | 5500-Renewable energies | KTOE | HR | 2012 | nrg_110a | 81.3872
Imports | 5500 | 5500-Renewable energies | KTOE | ME | 2014 | nrg_110a | 0.079549
Consumption in Coal Mines | 5500 | 5500-Renewable energies | KTOE | PL | 2009 | nrg_110a | 0.087923
Primary production | 5500 | 5500-Renewable energies | KTOE | AT | 2014 | nrg_100a | 392.3199
Primary production | 5500 | 5500-Renewable energies | KTOE | FR | 2011 | nrg_100a | 733.9628
Primary production | 5500 | 5500-Renewable energies | KTOE | HR | 2012 | nrg_100a | 81.3872
Primary production | 5500 | 5500-Renewable energies | KTOE | UA | 2012 | nrg_100a | 112.7589
Primary production | 5500 | 5500-Renewable energies | KTOE | XK | 2010 | nrg_100a | 10.4209
Imports | 5500 | 5500-Renewable energies | KTOE | ES | 2010 | nrg_100a | 34.5411
Imports | 5500 | 5500-Renewable energies | KTOE | ME | 2010 | nrg_100a | 0.016747
Consumption in BKB / PB Plants | 5500 | 5500-Renewable energies | KTOE | DE | 2014 | nrg_100a | 0.01256
Primary production | 5500 | 5500-Renewable energies | KTOE | EL | 2014 | nrg_107a | 97.5231
Primary production | 5500 | 5500-Renewable energies | KTOE | FI | 2012 | nrg_107a | 417.5412
Primary production | 5500 | 5500-Renewable energies | KTOE | RO | 2013 | nrg_107a | 232.8196
Primary production | 5500 | 5500-Renewable energies | KTOE | PL | 2012 | nrg_107a | 354.4377
Imports | 5500 | 5500-Renewable energies | KTOE | CY | 2009 | nrg_107a | 0.97134
Imports | 5500 | 5500-Renewable energies | KTOE | CZ | 2012 | nrg_107a | 8.742
Primary production | 5500 | 5500-Renewable energies | KTOE | CZ | 2012 | nrg_110a | 135.9496
Primary production | 5500 | 5500-Renewable energies | KTOE | DE | 2013 | nrg_110a | 1410.0933
Primary production | 5500 | 5500-Renewable energies | KTOE | FI | 2012 | nrg_110a | 417.5412
Primary production | 5500 | 5500-Renewable energies | KTOE | IS | 2013 | nrg_110a | 220.7155
Primary production | 5500 | 5500-Renewable energies | KTOE | RS | 2013 | nrg_110a | 83.9244
Imports | 5500 | 5500-Renewable energies | KTOE | CY | 2013 | nrg_110a | 1.0634
Imports | 5500 | 5500-Renewable energies | KTOE | IS | 2009 | nrg_110a | 0.0083736
Imports | 5500 | 5500-Renewable energies | KTOE | IT | 2009 | nrg_110a | 75.5215
Imports | 5500 | 5500-Renewable energies | KTOE | LT | 2010 | nrg_110a | 2.7005
Imports | 5500 | 5500-Renewable energies | KTOE | LU | 2014 | nrg_110a | 3.2029
Imports | 5500 | 5500-Renewable energies | KTOE | LV | 2014 | nrg_110a | 3.1527
Primary production | 5500 | 5500-Renewable energies | KTOE | CY | 2009 | nrg_100a | 3.228
Primary production | 5500 | 5500-Renewable energies | KTOE | RS | 2012 | nrg_100a | 77.9163
Primary production | 5500 | 5500-Renewable energies | KTOE | PT | 2011 | nrg_100a | 225.2708
Primary production | 5500 | 5500-Renewable energies | KTOE | SE | 2010 | nrg_100a | 711.622
Imports | 5500 | 5500-Renewable energies | KTOE | CZ | 2014 | nrg_100a | 11.5137
Imports | 5500 | 5500-Renewable energies | KTOE | HR | 2014 | nrg_100a | 0.48567
Imports | 5500 | 5500-Renewable energies | KTOE | MD | 2011 | nrg_100a | 0.01256
Imports | 5500 | 5500-Renewable energies | KTOE | LT | 2012 | nrg_100a | 6.3681
Imports | 5500 | 5500-Renewable energies | KTOE | LU | 2014 | nrg_100a | 3.2029
Imports | 5500 | 5500-Renewable energies | KTOE | IT | 2013 | nrg_100a | 124.5531
Primary production | 5500 | 5500-Renewable energies | KTOE | IT | 2014 | nrg_107a | 989.9312
Imports | 5500 | 5500-Renewable energies | KTOE | BE | 2012 | nrg_107a | 28.2651
Imports | 5500 | 5500-Renewable energies | KTOE | FI | 2010 | nrg_107a | 7.4651
Imports | 5500 | 5500-Renewable energies | KTOE | UK | 2010 | nrg_107a | 72.5824
Consumption in Coal Mines | 5500 | 5500-Renewable energies | KTOE | UA | 2010 | nrg_107a | 0.062802
Primary production | 5500 | 5500-Renewable energies | KTOE | LT | 2014 | nrg_110a | 56.8651
Primary production | 5500 | 5500-Renewable energies | KTOE | LU | 2009 | nrg_110a | 3.4709
Primary production | 5500 | 5500-Renewable energies | KTOE | MT | 2012 | nrg_110a | 0.36425
Imports | 5500 | 5500-Renewable energies | KTOE | BG | 2011 | nrg_110a | 0.56103
Imports | 5500 | 5500-Renewable energies | KTOE | BE | 2013 | nrg_110a | 27.9385
Transformation output from Coke Ovens | 4000 | 4000-Gas | KTOE | TR | 2010 | nrg_100a | 25.1082
Imports | 4000 | 4000-Gas | KTOE | EE | 2010 | nrg_100a | 23.5508
Imports | 4000 | 4000-Gas | KTOE | MK | 2014 | nrg_100a | 4.6473
Consumption in Oil and gas extraction | 4000 | 4000-Gas | KTOE | HU | 2013 | nrg_100a | 3.3997
Consumption in Oil and gas extraction | 4000 | 4000-Gas | KTOE | LT | 2013 | nrg_100a | 0.0041868
Consumption in Pipeline transport | 4000 | 4000-Gas | KTOE | CZ | 2011 | nrg_100a | 2.6293
Imports | 2210 | 2210-Lignite/Brown Coal | KTOE | IT | 2010 | nrg_101a | 0.062802
Imports | 2210 | 2210-Lignite/Brown Coal | KTOE | HR | 2013 | nrg_101a | 0.82899
Primary production | 2210 | 2210-Lignite/Brown Coal | KTOE | EL | 2013 | nrg_101a | 281.7005
Primary production | 2210 | 2210-Lignite/Brown Coal | KTOE | HU | 2009 | nrg_101a | 65.1466
Transformation input in Gas Works | 2210 | 2210-Lignite/Brown Coal | KTOE | CZ | 2012 | nrg_101a | 19.7994
Consumption in Coal Mines | 2210 | 2210-Lignite/Brown Coal | KTOE | CZ | 2010 | nrg_101a | 11.6058
Consumption in Coal Mines | 2210 | 2210-Lignite/Brown Coal | KTOE | RO | 2012 | nrg_101a | 0.050242
Primary production | 3105 | 3105-Crude oil (without NGL) | KTOE | ES | 2013 | nrg_102a | 15.4367
Primary production | 3105 | 3105-Crude oil (without NGL) | KTOE | RS | 2010 | nrg_102a | 37.0825
Imports | 3105 | 3105-Crude oil (without NGL) | KTOE | IE | 2010 | nrg_102a | 128.8278
Imports | 3105 | 3105-Crude oil (without NGL) | KTOE | HU | 2012 | nrg_102a | 203.4492
Imports | 3105 | 3105-Crude oil (without NGL) | KTOE | NL | 2011 | nrg_102a | 1977.0237
Consumption in Oil and gas extraction | 3105 | 3105-Crude oil (without NGL) | KTOE | RO | 2009 | nrg_102a | 0.12979
Imports | 3270A | 3270A-Total fuel oil | KTOE | NL | 2013 | nrg_102a | 1357.5197
Consumption in Oil and gas extraction | 4000 | 4000-Gas | KTOE | PL | 2013 | nrg_103a | 9.2989
Consumption in Oil and gas extraction | 4000 | 4000-Gas | KTOE | RS | 2012 | nrg_103a | 1.6705
Consumption in Oil and gas extraction | 4000 | 4000-Gas | KTOE | RO | 2014 | nrg_103a | 15.1646
Consumption in Oil and gas extraction | 4000 | 4000-Gas | KTOE | UK | 2010 | nrg_103a | 198.044
Consumption in Coal Mines | 4000 | 4000-Gas | KTOE | SK | 2013 | nrg_103a | 0.0041868
Consumption in Coal Mines | 4000 | 4000-Gas | KTOE | UK | 2013 | nrg_103a | 0.51079
Consumption in Coke Ovens | 4000 | 4000-Gas | KTOE | AT | 2009 | nrg_103a | 4.0612
Consumption in Coke Ovens | 4000 | 4000-Gas | KTOE | NL | 2009 | nrg_103a | 6.2216
Primary production | 4100 | 4100-Natural gas | KTOE | CZ | 2012 | nrg_103a | 8.9556
Primary production | 4100 | 4100-Natural gas | KTOE | EL | 2013 | nrg_103a | 0.24283
Primary production | 4100 | 4100-Natural gas | KTOE | HU | 2011 | nrg_103a | 88.5634
Primary production | 4100 | 4100-Natural gas | KTOE | RS | 2009 | nrg_103a | 8.763
Imports | 4100 | 4100-Natural gas | KTOE | FR | 2010 | nrg_103a | 1763.1075
Imports | 4100 | 4100-Natural gas | KTOE | HR | 2013 | nrg_103a | 43.1952
Imports | 4100 | 4100-Natural gas | KTOE | IT | 2014 | nrg_103a | 1911.9064
Imports | 4100 | 4100-Natural gas | KTOE | HU | 2009 | nrg_103a | 331.0586
Imports | 4100 | 4100-Natural gas | KTOE | MD | 2012 | nrg_103a | 93.8555
Transformation input in Gas Works | 4100 | 4100-Natural gas | KTOE | DK | 2010 | nrg_103a | 0.61546
Consumption in Oil and gas extraction | 4100 | 4100-Natural gas | KTOE | UK | 2012 | nrg_103a | 157.0134
Consumption in Coke Ovens | 4100 | 4100-Natural gas | KTOE | AT | 2011 | nrg_103a | 0.083736
Primary production | 4000 | 4000-Gas | KTOE | BG | 2011 | nrg_103a | 14.6831
Primary production | 4000 | 4000-Gas | KTOE | DK | 2014 | nrg_103a | 173.6475
Primary production | 4000 | 4000-Gas | KTOE | DE | 2012 | nrg_103a | 400.6265
Primary production | 4000 | 4000-Gas | KTOE | RO | 2009 | nrg_103a | 374.2329
Primary production | 4000 | 4000-Gas | KTOE | RS | 2012 | nrg_103a | 17.7855
Primary production | 4000 | 4000-Gas | KTOE | UA | 2011 | nrg_103a | 650.3189
Imports | 4000 | 4000-Gas | KTOE | DE | 2010 | nrg_103a | 3299.2947
Imports | 4000 | 4000-Gas | KTOE | LU | 2009 | nrg_103a | 46.5782
Imports | 4000 | 4000-Gas | KTOE | LT | 2009 | nrg_103a | 91.6658
Imports | 4000 | 4000-Gas | KTOE | LV | 2009 | nrg_103a | 58.6068
Imports | 4000 | 4000-Gas | KTOE | NL | 2011 | nrg_103a | 690.3866
Primary production | 5100 | 5100-Nuclear heat | KTOE | BE | 2014 | nrg_104a | 363.992
Primary production | 5100 | 5100-Nuclear heat | KTOE | ES | 2011 | nrg_104a | 623.3559
Primary production | 5100 | 5100-Nuclear heat | KTOE | RO | 2012 | nrg_104a | 123.833
Primary production | 5100 | 5100-Nuclear heat | KTOE | UA | 2011 | nrg_104a | 981.0803
Primary production | 7200 | 7200-Waste (non-renewable) | KTOE | BG | 2012 | nrg_108a | 0.27633
Primary production | 7200 | 7200-Waste (non-renewable) | KTOE | EE | 2013 | nrg_108a | 4.4129
Primary production | 7200 | 7200-Waste (non-renewable) | KTOE | IT | 2014 | nrg_108a | 48.4748
Primary production | 7200 | 7200-Waste (non-renewable) | KTOE | SE | 2013 | nrg_108a | 24.476
Primary production | 7200 | 7200-Waste (non-renewable) | KTOE | SI | 2011 | nrg_108a | 1.2267
Primary production | 7200 | 7200-Waste (non-renewable) | KTOE | UK | 2010 | nrg_108a | 16.4164
Primary production | 2210 | 2210-Lignite/Brown Coal | KTOE | RS | 2012 | nrg_110a | 304.7237
Transformation input in Gas Works | 2210 | 2210-Lignite/Brown Coal | KTOE | CZ | 2014 | nrg_110a | 18.0619
Primary production | 2210 | 2210-Lignite/Brown Coal | KTOE | XK | 2013 | nrg_110a | 64.125
Imports | 2210 | 2210-Lignite/Brown Coal | KTOE | CZ | 2011 | nrg_110a | 1.4193
Imports | 2210 | 2210-Lignite/Brown Coal | KTOE | HR | 2013 | nrg_110a | 0.82899
Imports | 5541 | 5541-Solid biofuels (excluding charcoal) | KTOE | UK | 2013 | nrg_107a | 56.0947
Primary production | 5541 | 5541-Solid biofuels (excluding charcoal) | KTOE | NL | 2009 | nrg_107a | 47.6667
Imports | 5541 | 5541-Solid biofuels (excluding charcoal) | KTOE | FI | 2012 | nrg_107a | 2.5833
Primary production | 3192 | 3192-Additives/Oxygenates | KTOE | NL | 2014 | nrg_110a | 5.8657
Imports | 3192 | 3192-Additives/Oxygenates | KTOE | BE | 2011 | nrg_110a | 1.0425
Primary production | 5541 | 5541-Solid biofuels (excluding charcoal) | KTOE | NO | 2011 | nrg_110a | 49.4084
Imports | 5541 | 5541-Solid biofuels (excluding charcoal) | KTOE | BG | 2010 | nrg_110a | 0.016747
Imports | 5541 | 5541-Solid biofuels (excluding charcoal) | KTOE | BE | 2013 | nrg_110a | 26.2638
Imports | 5541 | 5541-Solid biofuels (excluding charcoal) | KTOE | DK | 2012 | nrg_110a | 41.3447
Imports | 5541 | 5541-Solid biofuels (excluding charcoal) | KTOE | XK | 2013 | nrg_110a | 0.029308
Imports | 5541 | 5541-Solid biofuels (excluding charcoal) | KTOE | SK | 2009 | nrg_110a | 0.016747
Primary production | 3100 | 3100-Crude oil, feedstocks and other hydrocarbons | KTOE | PL | 2014 | nrg_102a | 39.0293
Imports | 3100 | 3100-Crude oil, feedstocks and other hydrocarbons | KTOE | SE | 2014 | nrg_102a | 796.7564
Imports | 3192 | 3192-Additives/Oxygenates | KTOE | PT | 2012 | nrg_102a | 3.8854
Imports | 5541 | 5541-Solid biofuels (excluding charcoal) | KTOE | PT | 2014 | nrg_107a | 1.5868
Primary production | 5541 | 5541-Solid biofuels (excluding charcoal) | KTOE | PT | 2012 | nrg_107a | 106.5624
Imports | 3192 | 3192-Additives/Oxygenates | KTOE | SE | 2010 | nrg_110a | 0.041868
Consumption in BKB / PB Plants | 5541 | 5541-Solid biofuels (excluding charcoal) | KTOE | LT | 2010 | nrg_110a | 0.0041868
Primary production | 5541 | 5541-Solid biofuels (excluding charcoal) | KTOE | PL | 2009 | nrg_110a | 217.3033
Primary production | 5541 | 5541-Solid biofuels (excluding charcoal) | KTOE | RO | 2010 | nrg_110a | 163.2852
Imports | 5541 | 5541-Solid biofuels (excluding charcoal) | KTOE | CY | 2010 | nrg_110a | 0.26796
Imports | 3100 | 3100-Crude oil, feedstocks and other hydrocarbons | KTOE | EL | 2010 | nrg_102a | 905.9482
Primary production | 3100 | 3100-Crude oil, feedstocks and other hydrocarbons | KTOE | AL | 2014 | nrg_102a | 51.5311
Primary production | 3100 | 3100-Crude oil, feedstocks and other hydrocarbons | KTOE | HU | 2011 | nrg_102a | 37.3798
Primary production | 3100 | 3100-Crude oil, feedstocks and other hydrocarbons | KTOE | MD | 2012 | nrg_102a | 0.43543
Primary production | 3100 | 3100-Crude oil, feedstocks and other hydrocarbons | KTOE | UK | 2009 | nrg_102a | 2942.0309
Primary production | 3100 | 3100-Crude oil, feedstocks and other hydrocarbons | KTOE | UA | 2009 | nrg_102a | 165.2279
Imports | 3192 | 3192-Additives/Oxygenates | KTOE | ES | 2011 | nrg_102a | 0.381
Imports | 3192 | 3192-Additives/Oxygenates | KTOE | EL | 2009 | nrg_102a | 4.3794
Imports | 5541 | 5541-Solid biofuels (excluding charcoal) | KTOE | MK | 2012 | nrg_107a | 0.17166
Imports | 5541 | 5541-Solid biofuels (excluding charcoal) | KTOE | MT | 2014 | nrg_107a | 0.046055
Imports | 5541 | 5541-Solid biofuels (excluding charcoal) | KTOE | RO | 2011 | nrg_107a | 0.64895
Primary production | 5541 | 5541-Solid biofuels (excluding charcoal) | KTOE | MD | 2012 | nrg_107a | 9.6548
Primary production | 5541 | 5541-Solid biofuels (excluding charcoal) | KTOE | UK | 2009 | nrg_107a | 73.2062
Imports | 5541 | 5541-Solid biofuels (excluding charcoal) | KTOE | ME | 2013 | nrg_107a | 0.020934
Primary production | 3192 | 3192-Additives/Oxygenates | KTOE | FR | 2010 | nrg_110a | 10.3707
Primary production | 3192 | 3192-Additives/Oxygenates | KTOE | UA | 2011 | nrg_110a | 1.2979
Primary production | 5541 | 5541-Solid biofuels (excluding charcoal) | KTOE | AL | 2011 | nrg_110a | 8.7085
Primary production | 5541 | 5541-Solid biofuels (excluding charcoal) | KTOE | AT | 2009 | nrg_110a | 162.272
Primary production | 5541 | 5541-Solid biofuels (excluding charcoal) | KTOE | FR | 2013 | nrg_110a | 434.728
Primary production | 5541 | 5541-Solid biofuels (excluding charcoal) | KTOE | MK | 2011 | nrg_110a | 7.7874
Imports | 5541 | 5541-Solid biofuels (excluding charcoal) | KTOE | ES | 2013 | nrg_110a | 12.9749
Imports | 5541 | 5541-Solid biofuels (excluding charcoal) | KTOE | ME | 2013 | nrg_110a | 0.020934
Imports | 3100 | 3100-Crude oil, feedstocks and other hydrocarbons | KTOE | IT | 2012 | nrg_102a | 3217.7944
Imports | 3100 | 3100-Crude oil, feedstocks and other hydrocarbons | KTOE | HR | 2011 | nrg_102a | 132.9016
Primary production | 3100 | 3100-Crude oil, feedstocks and other hydrocarbons | KTOE | DK | 2009 | nrg_102a | 535.5838
Primary production | 3100 | 3100-Crude oil, feedstocks and other hydrocarbons | KTOE | DE | 2010 | nrg_102a | 158.0098
Primary production | 3100 | 3100-Crude oil, feedstocks and other hydrocarbons | KTOE | CZ | 2011 | nrg_102a | 13.9755
Primary production | 3100 | 3100-Crude oil, feedstocks and other hydrocarbons | KTOE | ES | 2011 | nrg_102a | 4.2077
Primary production | 3192 | 3192-Additives/Oxygenates | KTOE | DE | 2012 | nrg_102a | 50.7021
Imports | 3192 | 3192-Additives/Oxygenates | KTOE | IT | 2012 | nrg_102a | 7.5111
Imports | 3192 | 3192-Additives/Oxygenates | KTOE | LT | 2013 | nrg_102a | 8.0387
Imports | 3192 | 3192-Additives/Oxygenates | KTOE | UA | 2011 | nrg_102a | 3.182
Imports | 5541 | 5541-Solid biofuels (excluding charcoal) | KTOE | NL | 2009 | nrg_107a | 20.0548
Primary production | 5541 | 5541-Solid biofuels (excluding charcoal) | KTOE | DE | 2014 | nrg_107a | 478.3293
Primary production | 5541 | 5541-Solid biofuels (excluding charcoal) | KTOE | RO | 2014 | nrg_107a | 152.6382
Imports | 5541 | 5541-Solid biofuels (excluding charcoal) | KTOE | IE | 2010 | nrg_107a | 0.45217
Transformation input in Coke Ovens | 2100 | 2100-Hard coal and derivatives | KTOE | UA | 2012 | nrg_101a | 787.2859
Consumption in Coke Ovens | 2100 | 2100-Hard coal and derivatives | KTOE | IT | 2014 | nrg_101a | 0.18422
Consumption in Coke Ovens | 2100 | 2100-Hard coal and derivatives | KTOE | PL | 2014 | nrg_101a | 1.8841
Imports | 2121 | 2121-Coke Oven Coke | KTOE | CZ | 2012 | nrg_101a | 13.0544
Imports | 2121 | 2121-Coke Oven Coke | KTOE | LV | 2012 | nrg_101a | 0.17166
Imports | 2121 | 2121-Coke Oven Coke | KTOE | SK | 2009 | nrg_101a | 7.8377
Transformation input in Coke Ovens | 2121 | 2121-Coke Oven Coke | KTOE | PL | 2009 | nrg_101a | 1.9385
Primary production | 2410 | 2410-Oil shale and oil sands | KTOE | EE | 2014 | nrg_101a | 188.9545
Imports | 3286 | 3286-Paraffin Waxes | KTOE | CZ | 2010 | nrg_102a | 0.52335
Primary production | 5540 | 5540-Biomass and renewable wastes | KTOE | DE | 2009 | nrg_107a | 763.149
Primary production | 5540 | 5540-Biomass and renewable wastes | KTOE | DK | 2013 | nrg_107a | 85.9508
Primary production | 5540 | 5540-Biomass and renewable wastes | KTOE | BG | 2013 | nrg_107a | 49.7015
Primary production | 5540 | 5540-Biomass and renewable wastes | KTOE | EL | 2014 | nrg_107a | 45.9627
Primary production | 5540 | 5540-Biomass and renewable wastes | KTOE | FI | 2009 | nrg_107a | 287.4531
Primary production | 5540 | 5540-Biomass and renewable wastes | KTOE | RS | 2011 | nrg_107a | 44.355
Primary production | 5540 | 5540-Biomass and renewable wastes | KTOE | SI | 2009 | nrg_107a | 23.3707
Primary production | 5540 | 5540-Biomass and renewable wastes | KTOE | UK | 2011 | nrg_107a | 195.7873
Imports | 5540 | 5540-Biomass and renewable wastes | KTOE | CZ | 2011 | nrg_107a | 8.0847
Imports | 5540 | 5540-Biomass and renewable wastes | KTOE | IE | 2014 | nrg_107a | 4.5176
Imports | 5540 | 5540-Biomass and renewable wastes | KTOE | HR | 2010 | nrg_107a | 0.18841
Imports | 5540 | 5540-Biomass and renewable wastes | KTOE | IS | 2012 | nrg_107a | 0.0083736
Consumption in BKB / PB Plants | 5540 | 5540-Biomass and renewable wastes | KTOE | DE | 2014 | nrg_107a | 0.01256
Imports | 5547 | 5547-Biodiesels | KTOE | SK | 2012 | nrg_107a | 0.9839
Primary production | 5547 | 5547-Biodiesels | KTOE | DE | 2009 | nrg_107a | 90.3721
Imports | 5547 | 5547-Biodiesels | KTOE | DE | 2014 | nrg_107a | 30.3669
Imports | 5547 | 5547-Biodiesels | KTOE | LU | 2010 | nrg_107a | 1.7166
Imports | 2118 | 2118-Sub-bituminous Coal | KTOE | HU | 2010 | nrg_110a | 5.0283
Primary production | 2118 | 2118-Sub-bituminous Coal | KTOE | ES | 2014 | nrg_110a | 16.9524
Primary production | 2118 | 2118-Sub-bituminous Coal | KTOE | RO | 2011 | nrg_110a | 0.74525
Imports | 2121 | 2121-Coke Oven Coke | KTOE | CZ | 2014 | nrg_110a | 8.4071
Imports | 2121 | 2121-Coke Oven Coke | KTOE | DE | 2009 | nrg_110a | 73.3318
Imports | 2121 | 2121-Coke Oven Coke | KTOE | HR | 2013 | nrg_110a | 0.77037
Imports | 2121 | 2121-Coke Oven Coke | KTOE | IS | 2012 | nrg_110a | 1.2267
Imports | 2121 | 2121-Coke Oven Coke | KTOE | LV | 2012 | nrg_110a | 0.17166
Imports | 2121 | 2121-Coke Oven Coke | KTOE | NL | 2010 | nrg_110a | 6.8957
Imports | 2121 | 2121-Coke Oven Coke | KTOE | TR | 2012 | nrg_110a | 10.7726
Primary production | 2410 | 2410-Oil shale and oil sands | KTOE | EE | 2010 | nrg_110a | 161.397
Imports | 3286 | 3286-Paraffin Waxes | KTOE | DE | 2014 | nrg_110a | 18.0242
Imports | 3286 | 3286-Paraffin Waxes | KTOE | HR | 2010 | nrg_110a | 0.26796
Imports | 3286 | 3286-Paraffin Waxes | KTOE | LT | 2014 | nrg_110a | 1.3188
Imports | 3286 | 3286-Paraffin Waxes | KTOE | TR | 2014 | nrg_110a | 1.1807
Primary production | 5547 | 5547-Biodiesels | KTOE | BE | 2011 | nrg_110a | 10.7768
Primary production | 5547 | 5547-Biodiesels | KTOE | BG | 2012 | nrg_110a | 0.29726
Primary production | 5547 | 5547-Biodiesels | KTOE | EL | 2010 | nrg_110a | 4.7101
Primary production | 5547 | 5547-Biodiesels | KTOE | RO | 2009 | nrg_110a | 3.0271
Primary production | 5547 | 5547-Biodiesels | KTOE | SI | 2012 | nrg_110a | 0.037681
Primary production | 5540 | 5540-Biomass and renewable wastes | KTOE | SK | 2011 | nrg_107a | 42.5337
Primary production | 5540 | 5540-Biomass and renewable wastes | KTOE | TR | 2014 | nrg_107a | 144.6372
Imports | 2100 | 2100-Hard coal and derivatives | KTOE | NO | 2010 | nrg_101a | 31.5894
Imports | 2100 | 2100-Hard coal and derivatives | KTOE | PL | 2012 | nrg_101a | 254.9971
Imports | 2121 | 2121-Coke Oven Coke | KTOE | AT | 2011 | nrg_101a | 32.2635
Transformation input in Coke Ovens | 2410 | 2410-Oil shale and oil sands | KTOE | EE | 2009 | nrg_101a | 0.80387
Imports | 5540 | 5540-Biomass and renewable wastes | KTOE | NO | 2012 | nrg_107a | 6.9626
Imports | 5540 | 5540-Biomass and renewable wastes | KTOE | PL | 2014 | nrg_107a | 40.2519
Imports | 5547 | 5547-Biodiesels | KTOE | NO | 2011 | nrg_107a | 4.4129
Imports | 5547 | 5547-Biodiesels | KTOE | AT | 2012 | nrg_107a | 16.3453
Imports | 3286 | 3286-Paraffin Waxes | KTOE | PL | 2012 | nrg_110a | 2.3195
Imports | 5547 | 5547-Biodiesels | KTOE | AL | 2014 | nrg_110a | 1.0676
Imports | 5547 | 5547-Biodiesels | KTOE | NO | 2010 | nrg_110a | 4.6306
Primary production | 2100 | 2100-Hard coal and derivatives | KTOE | PL | 2009 | nrg_101a | 1838.6332
Imports | 2100 | 2100-Hard coal and derivatives | KTOE | BG | 2009 | nrg_101a | 73.2816
Imports | 2121 | 2121-Coke Oven Coke | KTOE | BG | 2014 | nrg_101a | 2.5665
Imports | 3286 | 3286-Paraffin Waxes | KTOE | BG | 2009 | nrg_102a | 0.12142
Primary production | 5540 | 5540-Biomass and renewable wastes | KTOE | ME | 2014 | nrg_107a | 7.4567
Primary production | 5540 | 5540-Biomass and renewable wastes | KTOE | MD | 2013 | nrg_107a | 11.2457
Consumption in Coal Mines | 3000 | 3000-Total petroleum products | KTOE | PL | 2012 | nrg_102a | 0.9839
Consumption in Coke Ovens | 3000 | 3000-Total petroleum products | KTOE | BE | 2011 | nrg_102a | 0.041868
Consumption in Coal Mines | 2000 | 2000-Solid fuels | KTOE | TR | 2009 | nrg_110a | 2.2776
Consumption in Coal Mines | 2000 | 2000-Solid fuels | KTOE | SK | 2009 | nrg_110a | 0.020934
Consumption in Coke Ovens | 2000 | 2000-Solid fuels | KTOE | IT | 2013 | nrg_110a | 1.457
Primary production | 2000 | 2000-Solid fuels | KTOE | BG | 2012 | nrg_110a | 234.7916
Primary production | 2000 | 2000-Solid fuels | KTOE | HU | 2009 | nrg_110a | 65.1466
Imports | 2000 | 2000-Solid fuels | KTOE | CZ | 2013 | nrg_110a | 83.6397
Imports | 2000 | 2000-Solid fuels | KTOE | IE | 2014 | nrg_110a | 50.8738
Primary production | 2000 | 2000-Solid fuels | KTOE | SI | 2012 | nrg_100a | 45.7701
Primary production | 2000 | 2000-Solid fuels | KTOE | SI | 2013 | nrg_110a | 45.0039
Primary production | 3000 | 3000-Total petroleum products | KTOE | SK | 2011 | nrg_100a | 0.72432
Transformation input in BKB / PB Plants | 2000 | 2000-Solid fuels | KTOE | EE | 2012 | nrg_101a | 0.84992
Imports | 2000 | 2000-Solid fuels | KTOE | AL | 2009 | nrg_101a | 4.1073
Imports | 3000 | 3000-Total petroleum products | KTOE | NO | 2012 | nrg_102a | 235.5159
Consumption in Oil and gas extraction | 3000 | 3000-Total petroleum products | KTOE | UA | 2012 | nrg_102a | 1.951
Transformation input in BKB / PB Plants | 2000 | 2000-Solid fuels | KTOE | RS | 2010 | nrg_110a | 19.5105
Transformation input in Coke Ovens | 2000 | 2000-Solid fuels | KTOE | ES | 2014 | nrg_110a | 59.126
Transformation input in Coke Ovens | 2000 | 2000-Solid fuels | KTOE | EE | 2012 | nrg_110a | 0.87504
Imports | 3000 | 3000-Total petroleum products | KTOE | PL | 2014 | nrg_110a | 1188.7832
Consumption in Oil and gas extraction | 3000 | 3000-Total petroleum products | KTOE | UA | 2009 | nrg_110a | 1.4905
Imports | 3000 | 3000-Total petroleum products | KTOE | PL | 2014 | nrg_100a | 1188.7832
Transformation input in Coke Ovens | 2000 | 2000-Solid fuels | KTOE | CZ | 2014 | nrg_101a | 107.3872
Transformation input in Coke Ovens | 2000 | 2000-Solid fuels | KTOE | DE | 2010 | nrg_101a | 313.0805
Imports | 2000 | 2000-Solid fuels | KTOE | CY | 2011 | nrg_101a | 0.0041868
Imports | 3000 | 3000-Total petroleum products | KTOE | RO | 2009 | nrg_102a | 376.364
Transformation input in Coke Ovens | 3000 | 3000-Total petroleum products | KTOE | DE | 2010 | nrg_102a | 35.0854
Consumption in Pipeline transport | 3000 | 3000-Total petroleum products | KTOE | UA | 2009 | nrg_102a | 0.33913
Imports | 3000 | 3000-Total petroleum products | KTOE | RS | 2012 | nrg_110a | 104.737
Imports | 3000 | 3000-Total petroleum products | KTOE | RO | 2009 | nrg_110a | 376.364
Transformation input in Coke Ovens | 3000 | 3000-Total petroleum products | KTOE | DE | 2014 | nrg_110a | 26.134
Consumption in Gas Works | 3000 | 3000-Total petroleum products | KTOE | UA | 2014 | nrg_110a | 0.5401
Imports | 3000 | 3000-Total petroleum products | KTOE | BG | 2014 | nrg_100a | 331.1591
Imports | 3000 | 3000-Total petroleum products | KTOE | RS | 2009 | nrg_100a | 148.0494
Transformation output from Coke Ovens | 2000 | 2000-Solid fuels | KTOE | FI | 2013 | nrg_101a | 26.1926
Transformation output from Coke Ovens | 2000 | 2000-Solid fuels | KTOE | FR | 2009 | nrg_101a | 94.4291
Transformation input in Coke Ovens | 2000 | 2000-Solid fuels | KTOE | HU | 2009 | nrg_101a | 32.2091
Transformation input in Coke Ovens | 2000 | 2000-Solid fuels | KTOE | SE | 2012 | nrg_101a | 43.5009
Transformation input in BKB / PB Plants | 2000 | 2000-Solid fuels | KTOE | DE | 2011 | nrg_101a | 142.1921
Imports | 2000 | 2000-Solid fuels | KTOE | EL | 2012 | nrg_101a | 8.0554
Imports | 2000 | 2000-Solid fuels | KTOE | EE | 2012 | nrg_101a | 2.2274
Consumption in Coal Mines | 2000 | 2000-Solid fuels | KTOE | HU | 2010 | nrg_101a | 0.066989
Primary production | 3000 | 3000-Total petroleum products | KTOE | AL | 2014 | nrg_102a | 51.5311
Primary production | 3000 | 3000-Total petroleum products | KTOE | HR | 2011 | nrg_102a | 29.5546
Primary production | 3000 | 3000-Total petroleum products | KTOE | FR | 2011 | nrg_102a | 47.8342
Primary production | 3000 | 3000-Total petroleum products | KTOE | UK | 2012 | nrg_102a | 1924.0732
Imports | 3000 | 3000-Total petroleum products | KTOE | EE | 2010 | nrg_102a | 48.4078
Imports | 3000 | 3000-Total petroleum products | KTOE | ME | 2010 | nrg_102a | 13.381
Transformation input in Gas Works | 3000 | 3000-Total petroleum products | KTOE | PL | 2010 | nrg_102a | 0.13816
Consumption in Coal Mines | 3000 | 3000-Total petroleum products | KTOE | RO | 2012 | nrg_102a | 0.25539
Imports | 2000 | 2000-Solid fuels | KTOE | EL | 2011 | nrg_110a | 9.9143
Imports | 2000 | 2000-Solid fuels | KTOE | ES | 2014 | nrg_110a | 399.0062
Imports | 2000 | 2000-Solid fuels | KTOE | ME | 2014 | nrg_110a | 0.029308
Transformation input in Patent Fuel Plants | 2000 | 2000-Solid fuels | KTOE | UK | 2009 | nrg_110a | 6.2048
Transformation input in Coke Ovens | 2000 | 2000-Solid fuels | KTOE | AT | 2011 | nrg_110a | 51.9163
Transformation input in Coke Ovens | 2000 | 2000-Solid fuels | KTOE | SE | 2012 | nrg_110a | 43.5009
Imports | 3000 | 3000-Total petroleum products | KTOE | MK | 2014 | nrg_110a | 44.9118
Primary production | 3000 | 3000-Total petroleum products | KTOE | AT | 2010 | nrg_110a | 41.9015
Primary production | 3000 | 3000-Total petroleum products | KTOE | FI | 2010 | nrg_110a | 2.847
Primary production | 3000 | 3000-Total petroleum products | KTOE | UA | 2011 | nrg_110a | 141.8572
Transformation input in Coke Ovens | 3000 | 3000-Total petroleum products | KTOE | SE | 2012 | nrg_110a | 0.79968
Transformation output from Coke Ovens | 4210 | 4210-Coke Oven Gas | KTOE | PL | 2012 | nrg_110a | 65.3225
Transformation output from Coke Ovens | 4210 | 4210-Coke Oven Gas | KTOE | SE | 2010 | nrg_110a | 7.666
Transformation output from Coke Ovens | 4210 | 4210-Coke Oven Gas | KTOE | TR | 2011 | nrg_110a | 23.9778
Primary production | 5510 | 5510-Hydro power | KTOE | MD | 2011 | nrg_110a | 1.2686
Primary production | 5510 | 5510-Hydro power | KTOE | ME | 2009 | nrg_110a | 7.4567
Primary production | 5550 | 5550-Geothermal Energy | KTOE | BE | 2010 | nrg_110a | 0.18003
Imports | 3200 | 3200-All petroleum products | KTOE | DE | 2014 | nrg_102a | 1586.973
Imports | 3200 | 3200-All petroleum products | KTOE | IE | 2010 | nrg_102a | 254.9468
Imports | 3200 | 3200-All petroleum products | KTOE | IT | 2009 | nrg_102a | 486.9709
Consumption in Oil and gas extraction | 3200 | 3200-All petroleum products | KTOE | PL | 2014 | nrg_102a | 0.17166
Consumption in Oil and gas extraction | 3200 | 3200-All petroleum products | KTOE | UA | 2009 | nrg_102a | 1.411
Consumption in Oil and gas extraction | 3200 | 3200-All petroleum products | KTOE | UK | 2011 | nrg_102a | 23.5968
Consumption in Coal Mines | 3200 | 3200-All petroleum products | KTOE | SK | 2012 | nrg_102a | 0.041868
Consumption in Coke Ovens | 4210 | 4210-Coke Oven Gas | KTOE | AT | 2012 | nrg_103a | 1.3984
Consumption in Coke Ovens | 4210 | 4210-Coke Oven Gas | KTOE | NL | 2012 | nrg_103a | 6.2969
Primary production | 5510 | 5510-Hydro power | KTOE | EE | 2012 | nrg_107a | 0.15072
Primary production | 5510 | 5510-Hydro power | KTOE | EL | 2014 | nrg_107a | 16.115
Primary production | 5510 | 5510-Hydro power | KTOE | IE | 2010 | nrg_107a | 2.1562
Primary production | 5550 | 5550-Geothermal Energy | KTOE | BE | 2011 | nrg_107a | 0.11304
Primary production | 5550 | 5550-Geothermal Energy | KTOE | DK | 2014 | nrg_107a | 0.16747
Primary production | 5550 | 5550-Geothermal Energy | KTOE | DE | 2013 | nrg_107a | 6.142
Primary production | 5550 | 5550-Geothermal Energy | KTOE | RO | 2009 | nrg_107a | 0.98808
Primary production | 5550 | 5550-Geothermal Energy | KTOE | UK | 2014 | nrg_107a | 0.033494
Consumption in Coke Ovens | 4210 | 4210-Coke Oven Gas | KTOE | BE | 2010 | nrg_110a | 6.6319
Consumption in Coke Ovens | 4210 | 4210-Coke Oven Gas | KTOE | CZ | 2010 | nrg_110a | 7.7456
Consumption in Coke Ovens | 4210 | 4210-Coke Oven Gas | KTOE | IT | 2014 | nrg_110a | 0.84155
Consumption in Coke Ovens | 4210 | 4210-Coke Oven Gas | KTOE | PL | 2012 | nrg_110a | 38.5144
Primary production | 5510 | 5510-Hydro power | KTOE | DE | 2013 | nrg_110a | 82.794
Primary production | 5510 | 5510-Hydro power | KTOE | IS | 2011 | nrg_110a | 45.0248
Primary production | 5510 | 5510-Hydro power | KTOE | RO | 2011 | nrg_110a | 53.0216
Primary production | 5550 | 5550-Geothermal Energy | KTOE | IS | 2011 | nrg_110a | 172.605
Consumption in Coal Mines | 2330 | 2330-Peat products | KTOE | UA | 2012 | nrg_101a | 0.020934
Imports | 3200 | 3200-All petroleum products | KTOE | FI | 2011 | nrg_102a | 232.9577
Imports | 3200 | 3200-All petroleum products | KTOE | FR | 2013 | nrg_102a | 1742.3703
Transformation output from Coke Ovens | 4210 | 4210-Coke Oven Gas | KTOE | CZ | 2014 | nrg_103a | 18.5057
Transformation output from Coke Ovens | 4210 | 4210-Coke Oven Gas | KTOE | UA | 2012 | nrg_103a | 135.0076
Consumption in Coke Ovens | 4210 | 4210-Coke Oven Gas | KTOE | UK | 2012 | nrg_103a | 12.3636
Primary production | 5510 | 5510-Hydro power | KTOE | LT | 2010 | nrg_107a | 1.9427
Primary production | 5510 | 5510-Hydro power | KTOE | LU | 2011 | nrg_107a | 0.2219
Primary production | 5550 | 5550-Geothermal Energy | KTOE | NL | 2012 | nrg_107a | 0.49404
Transformation output from BKB / PB Plants | 2330 | 2330-Peat products | KTOE | EE | 2014 | nrg_110a | 1.2393
Transformation output from BKB / PB Plants | 2330 | 2330-Peat products | KTOE | IE | 2010 | nrg_110a | 4.7604
Consumption in Coke Ovens | 4210 | 4210-Coke Oven Gas | KTOE | FI | 2014 | nrg_110a | 2.42
Consumption in Coke Ovens | 4210 | 4210-Coke Oven Gas | KTOE | UA | 2014 | nrg_110a | 24.2709
Transformation output from Coke Ovens | 4210 | 4210-Coke Oven Gas | KTOE | UA | 2014 | nrg_110a | 87.1064
Transformation output from Coke Ovens | 4210 | 4210-Coke Oven Gas | KTOE | UK | 2010 | nrg_110a | 28.5833
Primary production | 5510 | 5510-Hydro power | KTOE | NL | 2014 | nrg_110a | 0.40193
Primary production | 5510 | 5510-Hydro power | KTOE | SI | 2009 | nrg_110a | 16.9733
Primary production | 5550 | 5550-Geothermal Energy | KTOE | SK | 2013 | nrg_107a | 0.27214
Primary production | 5550 | 5550-Geothermal Energy | KTOE | TR | 2014 | nrg_107a | 147.5261
Primary production | 5510 | 5510-Hydro power | KTOE | TR | 2010 | nrg_110a | 186.4675
Imports | 3200 | 3200-All petroleum products | KTOE | PL | 2009 | nrg_102a | 238.2373
Imports | 3200 | 3200-All petroleum products | KTOE | CY | 2013 | nrg_102a | 96.556
Consumption in Pipeline transport | 3200 | 3200-All petroleum products | KTOE | PL | 2009 | nrg_102a | 0.087923
Consumption in Pipeline transport | 3200 | 3200-All petroleum products | KTOE | UA | 2013 | nrg_102a | 0.21353
Primary production | 5510 | 5510-Hydro power | KTOE | PT | 2009 | nrg_107a | 29.8226
Primary production | 5550 | 5550-Geothermal Energy | KTOE | PL | 2014 | nrg_107a | 0.84573
Primary production | 5550 | 5550-Geothermal Energy | KTOE | PT | 2013 | nrg_107a | 7.553
Imports | 3200 | 3200-All petroleum products | KTOE | EL | 2009 | nrg_102a | 294.4786
Imports | 3200 | 3200-All petroleum products | KTOE | ES | 2012 | nrg_102a | 679.279
Consumption in Oil and gas extraction | 3200 | 3200-All petroleum products | KTOE | HU | 2011 | nrg_102a | 0.51498
Transformation output from Coke Ovens | 4210 | 4210-Coke Oven Gas | KTOE | FI | 2011 | nrg_103a | 8.3903
Imports | 2117 | 2117-Other Bituminous Coal | KTOE | SE | 2013 | nrg_101a | 37.4551
Imports | 2117 | 2117-Other Bituminous Coal | KTOE | XK | 2012 | nrg_101a | 0.74525
Consumption in Coal Mines | 2117 | 2117-Other Bituminous Coal | KTOE | UA | 2012 | nrg_101a | 1.7836
Consumption in Coal Mines | 2117 | 2117-Other Bituminous Coal | KTOE | UK | 2013 | nrg_101a | 0.075362
Imports | 3191 | 3191-Refinery feedstocks | KTOE | UA | 2013 | nrg_102a | 1.344
Imports | 3191 | 3191-Refinery feedstocks | KTOE | SE | 2009 | nrg_102a | 19.0709
Imports | 3247 | 3247-Kerosene type jet fuel (without bio components) | KTOE | BE | 2010 | nrg_102a | 74.8642
Imports | 3247 | 3247-Kerosene type jet fuel (without bio components) | KTOE | FR | 2014 | nrg_102a | 172.7725
Imports | 3285 | 3285-Petroleum coke | KTOE | BE | 2009 | nrg_102a | 0.89598
Imports | 2117 | 2117-Other Bituminous Coal | KTOE | AT | 2013 | nrg_110a | 39.5443
Imports | 2117 | 2117-Other Bituminous Coal | KTOE | DK | 2010 | nrg_110a | 111.6996
Imports | 2117 | 2117-Other Bituminous Coal | KTOE | FI | 2014 | nrg_110a | 102.1537
Imports | 2117 | 2117-Other Bituminous Coal | KTOE | SI | 2010 | nrg_110a | 0.68245
Imports | 2117 | 2117-Other Bituminous Coal | KTOE | SE | 2011 | nrg_110a | 40.0049
Imports | 2117 | 2117-Other Bituminous Coal | KTOE | UA | 2011 | nrg_110a | 60.3276
Imports | 3191 | 3191-Refinery feedstocks | KTOE | BG | 2012 | nrg_110a | 19.3388
Imports | 3247 | 3247-Kerosene type jet fuel (without bio components) | KTOE | FI | 2012 | nrg_110a | 9.1817
Imports | 3247 | 3247-Kerosene type jet fuel (without bio components) | KTOE | UK | 2011 | nrg_110a | 302.1949
Imports | 3285 | 3285-Petroleum coke | KTOE | BG | 2009 | nrg_110a | 8.1308
Imports | 3285 | 3285-Petroleum coke | KTOE | BE | 2012 | nrg_110a | 1.6329
Imports | 3285 | 3285-Petroleum coke | KTOE | FR | 2010 | nrg_110a | 39.0419
Imports | 3285 | 3285-Petroleum coke | KTOE | SK | 2011 | nrg_110a | 3.6802
Imports | 3285 | 3285-Petroleum coke | KTOE | UK | 2010 | nrg_110a | 25.6483
Imports | 3285 | 3285-Petroleum coke | KTOE | XK | 2010 | nrg_110a | 1.2142
Primary production | 2117 | 2117-Other Bituminous Coal | KTOE | TR | 2012 | nrg_110a | 26.402
Primary production | 2117 | 2117-Other Bituminous Coal | KTOE | TR | 2014 | nrg_101a | 22.9772
Imports | 3191 | 3191-Refinery feedstocks | KTOE | AT | 2011 | nrg_102a | 19.4896
Imports | 3247 | 3247-Kerosene type jet fuel (without bio components) | KTOE | AL | 2011 | nrg_102a | 0.85829
Imports | 3285 | 3285-Petroleum coke | KTOE | PL | 2014 | nrg_102a | 0.83317
Imports | 3191 | 3191-Refinery feedstocks | KTOE | AT | 2009 | nrg_110a | 20.5069
Imports | 3247 | 3247-Kerosene type jet fuel (without bio components) | KTOE | AT | 2013 | nrg_110a | 4.1156
Imports | 3247 | 3247-Kerosene type jet fuel (without bio components) | KTOE | AL | 2010 | nrg_110a | 0.73269
Imports | 2117 | 2117-Other Bituminous Coal | KTOE | RS | 2012 | nrg_101a | 3.6258
Imports | 2117 | 2117-Other Bituminous Coal | KTOE | PT | 2014 | nrg_101a | 108.1744
Imports | 3191 | 3191-Refinery feedstocks | KTOE | RS | 2013 | nrg_102a | 3.0773
Imports | 3247 | 3247-Kerosene type jet fuel (without bio components) | KTOE | SE | 2013 | nrg_102a | 23.8648
Imports | 3285 | 3285-Petroleum coke | KTOE | RS | 2012 | nrg_102a | 4.5217
Transformation input in Coke Ovens | 3285 | 3285-Petroleum coke | KTOE | DE | 2014 | nrg_102a | 26.134
Imports | 3191 | 3191-Refinery feedstocks | KTOE | CZ | 2014 | nrg_110a | 0.4438
Imports | 3191 | 3191-Refinery feedstocks | KTOE | RS | 2013 | nrg_110a | 3.0773
Imports | 3191 | 3191-Refinery feedstocks | KTOE | PT | 2010 | nrg_110a | 15.7382
Imports | 3191 | 3191-Refinery feedstocks | KTOE | RO | 2010 | nrg_110a | 0.76618
Imports | 3247 | 3247-Kerosene type jet fuel (without bio components) | KTOE | CY | 2011 | nrg_110a | 12.5227
Imports | 3247 | 3247-Kerosene type jet fuel (without bio components) | KTOE | PT | 2010 | nrg_110a | 5.6312
Imports | 3247 | 3247-Kerosene type jet fuel (without bio components) | KTOE | SE | 2013 | nrg_110a | 23.8648
Imports | 3285 | 3285-Petroleum coke | KTOE | RS | 2012 | nrg_110a | 4.5217
Imports | 3285 | 3285-Petroleum coke | KTOE | PT | 2011 | nrg_110a | 13.247
Imports | 2117 | 2117-Other Bituminous Coal | KTOE | EE | 2014 | nrg_101a | 2.2274
Imports | 2117 | 2117-Other Bituminous Coal | KTOE | MK | 2014 | nrg_101a | 0.12979
Imports | 3191 | 3191-Refinery feedstocks | KTOE | RO | 2011 | nrg_102a | 0.1256
Imports | 3247 | 3247-Kerosene type jet fuel (without bio components) | KTOE | EL | 2014 | nrg_102a | 6.9668
Imports | 3247 | 3247-Kerosene type jet fuel (without bio components) | KTOE | ME | 2014 | nrg_102a | 0.79131
Imports | 2117 | 2117-Other Bituminous Coal | KTOE | EL | 2013 | nrg_110a | 9.3617
Imports | 3247 | 3247-Kerosene type jet fuel (without bio components) | KTOE | EL | 2014 | nrg_110a | 6.9668
Imports | 3247 | 3247-Kerosene type jet fuel (without bio components) | KTOE | ME | 2012 | nrg_110a | 0.52754
Transformation input in Patent Fuel Plants | 3285 | 3285-Petroleum coke | KTOE | UK | 2009 | nrg_110a | 3.5002
Primary production | 2117 | 2117-Other Bituminous Coal | KTOE | ES | 2012 | nrg_101a | 29.1904
Primary production | 2117 | 2117-Other Bituminous Coal | KTOE | UK | 2012 | nrg_101a | 387.1743
Imports | 2117 | 2117-Other Bituminous Coal | KTOE | DE | 2013 | nrg_101a | 1194.9671
Imports | 2117 | 2117-Other Bituminous Coal | KTOE | LU | 2009 | nrg_101a | 2.0264
Consumption in Coke Ovens | 2117 | 2117-Other Bituminous Coal | KTOE | PL | 2012 | nrg_101a | 0.09211
Imports | 3191 | 3191-Refinery feedstocks | KTOE | IT | 2009 | nrg_102a | 254.4235
Imports | 3247 | 3247-Kerosene type jet fuel (without bio components) | KTOE | DE | 2009 | nrg_102a | 212.3294
Primary production | 55431 | 55431-Municipal waste (renewable) | KTOE | NL | 2011 | nrg_107a | 36.6889
Imports | 5545 | 5545-Liquid biofuels | KTOE | SI | 2011 | nrg_107a | 1.4989
Primary production | 5545 | 5545-Liquid biofuels | KTOE | IT | 2011 | nrg_107a | 26.3099
Primary production | 5545 | 5545-Liquid biofuels | KTOE | MT | 2010 | nrg_107a | 0.020934
Imports | 2130 | 2130-Coal Tar | KTOE | BE | 2014 | nrg_110a | 6.7114
Transformation output from Coke Ovens | 2130 | 2130-Coal Tar | KTOE | AT | 2013 | nrg_110a | 1.771
Transformation output from Coke Ovens | 2130 | 2130-Coal Tar | KTOE | BE | 2009 | nrg_110a | 1.8087
Consumption in Coke Ovens | 2130 | 2130-Coal Tar | KTOE | ES | 2013 | nrg_110a | 0.37681
Imports | 3244 | 3244-Other kerosene | KTOE | XK | 2011 | nrg_110a | 0.087923
Primary production | 55431 | 55431-Municipal waste (renewable) | KTOE | NL | 2009 | nrg_110a | 32.4393
Primary production | 55431 | 55431-Municipal waste (renewable) | KTOE | SK | 2014 | nrg_107a | 0.48567
Primary production | 5534 | 5534-Solar photovoltaic | KTOE | SK | 2010 | nrg_110a | 0.062802
Primary production | 2200 | 2200-Lignite and Derivatives | KTOE | UA | 2013 | nrg_101a | 4.5301
Imports | 2200 | 2200-Lignite and Derivatives | KTOE | AT | 2014 | nrg_101a | 0.41449
Transformation input in BKB / PB Plants | 2200 | 2200-Lignite and Derivatives | KTOE | RS | 2010 | nrg_101a | 19.5105
Imports | 3244 | 3244-Other kerosene | KTOE | PL | 2011 | nrg_102a | 0.041868
Primary production | 5534 | 5534-Solar photovoltaic | KTOE | PL | 2013 | nrg_107a | 0.0041868
Imports | 5545 | 5545-Liquid biofuels | KTOE | NO | 2010 | nrg_107a | 4.8692
Primary production | 5545 | 5545-Liquid biofuels | KTOE | NO | 2013 | nrg_107a | 1.457
Imports | 3244 | 3244-Other kerosene | KTOE | NO | 2010 | nrg_110a | 2.4577
Imports | 2130 | 2130-Coal Tar | KTOE | CZ | 2010 | nrg_101a | 10.4042
Primary production | 2200 | 2200-Lignite and Derivatives | KTOE | RO | 2009 | nrg_101a | 274.6331
Transformation input in Coke Ovens | 2200 | 2200-Lignite and Derivatives | KTOE | DE | 2010 | nrg_101a | 5.7108
Imports | 3244 | 3244-Other kerosene | KTOE | CY | 2014 | nrg_102a | 0.5694
Primary production | 5534 | 5534-Solar photovoltaic | KTOE | RO | 2014 | nrg_107a | 5.8197
Primary production | 5534 | 5534-Solar photovoltaic | KTOE | PT | 2011 | nrg_107a | 1.009
Imports | 5545 | 5545-Liquid biofuels | KTOE | BG | 2010 | nrg_107a | 0.30145
Imports | 5545 | 5545-Liquid biofuels | KTOE | SE | 2013 | nrg_107a | 15.0348
Imports | 5545 | 5545-Liquid biofuels | KTOE | PT | 2012 | nrg_107a | 0.31401
Primary production | 5545 | 5545-Liquid biofuels | KTOE | PT | 2009 | nrg_107a | 9.4496
Primary production | 5545 | 5545-Liquid biofuels | KTOE | PL | 2012 | nrg_107a | 27.8548
Imports | 3244 | 3244-Other kerosene | KTOE | CY | 2011 | nrg_110a | 0.6992
Primary production | 5534 | 5534-Solar photovoltaic | KTOE | PT | 2009 | nrg_110a | 0.57778
Transformation output from Coke Ovens | 2130 | 2130-Coal Tar | KTOE | FR | 2013 | nrg_101a | 3.9942
Transformation output from Coke Ovens | 2130 | 2130-Coal Tar | KTOE | HU | 2009 | nrg_101a | 1.6957
Transformation output from Coke Ovens | 2130 | 2130-Coal Tar | KTOE | SK | 2010 | nrg_101a | 2.1478
Primary production | 2200 | 2200-Lignite and Derivatives | KTOE | AL | 2010 | nrg_101a | 0.10048
Transformation input in BKB / PB Plants | 2200 | 2200-Lignite and Derivatives | KTOE | CZ | 2009 | nrg_101a | 4.237
Consumption in BKB / PB Plants | 2200 | 2200-Lignite and Derivatives | KTOE | IE | 2014 | nrg_101a | 0.5066
Transformation output from BKB / PB Plants | 2200 | 2200-Lignite and Derivatives | KTOE | LT | 2013 | nrg_101a | 0.13816
Transformation output from BKB / PB Plants | 2200 | 2200-Lignite and Derivatives | KTOE | UA | 2009 | nrg_101a | 3.9816
Primary production | 5534 | 5534-Solar photovoltaic | KTOE | MK | 2011 | nrg_107a | 0.0041868
Primary production | 5545 | 5545-Liquid biofuels | KTOE | AT | 2010 | nrg_107a | 13.1633
Transformation output from Coke Ovens | 2130 | 2130-Coal Tar | KTOE | ES | 2011 | nrg_110a | 2.9391
Transformation output from Coke Ovens | 2130 | 2130-Coal Tar | KTOE | PL | 2012 | nrg_110a | 14.1765
Primary production | 5534 | 5534-Solar photovoltaic | KTOE | AT | 2014 | nrg_110a | 2.8261
Primary production | 55431 | 55431-Municipal waste (renewable) | KTOE | AT | 2012 | nrg_110a | 6.0164
Primary production | 2200 | 2200-Lignite and Derivatives | KTOE | DE | 2011 | nrg_101a | 1595.2252
Primary production | 2200 | 2200-Lignite and Derivatives | KTOE | BG | 2014 | nrg_101a | 213.778
Primary production | 2200 | 2200-Lignite and Derivatives | KTOE | CZ | 2010 | nrg_101a | 557.7697
Primary production | 2200 | 2200-Lignite and Derivatives | KTOE | EE | 2014 | nrg_101a | 2.7256
Primary production | 2200 | 2200-Lignite and Derivatives | KTOE | FI | 2011 | nrg_101a | 70.669
Primary production | 2200 | 2200-Lignite and Derivatives | KTOE | IE | 2014 | nrg_101a | 40.6622
Primary production | 2200 | 2200-Lignite and Derivatives | KTOE | SE | 2010 | nrg_101a | 9.9646
Primary production | 2200 | 2200-Lignite and Derivatives | KTOE | XK | 2012 | nrg_101a | 62.6345
Imports | 2200 | 2200-Lignite and Derivatives | KTOE | DE | 2009 | nrg_101a | 2.5958
Imports | 2200 | 2200-Lignite and Derivatives | KTOE | HU | 2013 | nrg_101a | 0.12142
Imports | 2200 | 2200-Lignite and Derivatives | KTOE | HR | 2014 | nrg_101a | 0.6992
Imports | 2200 | 2200-Lignite and Derivatives | KTOE | FR | 2009 | nrg_101a | 0.86667
Imports | 2200 | 2200-Lignite and Derivatives | KTOE | LV | 2013 | nrg_101a | 0.041868
Imports | 2200 | 2200-Lignite and Derivatives | KTOE | LU | 2014 | nrg_101a | 0.079549
Imports | 2200 | 2200-Lignite and Derivatives | KTOE | IT | 2013 | nrg_101a | 0.054428
Imports | 5544 | 5544-Charcoal | KTOE | IT | 2014 | nrg_107a | 1.8799
Imports | 5544 | 5544-Charcoal | KTOE | NL | 2013 | nrg_107a | 1.771
Imports | 3220 | 3220-Liquified petroleum gas (LPG) | KTOE | LU | 2009 | nrg_110a | 0.59871
Imports | 3220 | 3220-Liquified petroleum gas (LPG) | KTOE | IT | 2012 | nrg_110a | 98.2098
Imports | 3220 | 3220-Liquified petroleum gas (LPG) | KTOE | SK | 2010 | nrg_110a | 2.0683
Imports | 5544 | 5544-Charcoal | KTOE | LT | 2014 | nrg_110a | 0.12142
Imports | 3220 | 3220-Liquified petroleum gas (LPG) | KTOE | FI | 2012 | nrg_102a | 13.3978
Imports | 3220 | 3220-Liquified petroleum gas (LPG) | KTOE | UA | 2009 | nrg_102a | 4.5552
Imports | 3220 | 3220-Liquified petroleum gas (LPG) | KTOE | SE | 2009 | nrg_102a | 35.144
Imports | 3220 | 3220-Liquified petroleum gas (LPG) | KTOE | XK | 2014 | nrg_102a | 1.4277
Imports | 3220 | 3220-Liquified petroleum gas (LPG) | KTOE | UK | 2013 | nrg_102a | 19.0918
Imports | 3220 | 3220-Liquified petroleum gas (LPG) | KTOE | AL | 2011 | nrg_102a | 4.7771
Imports | 3220 | 3220-Liquified petroleum gas (LPG) | KTOE | NO | 2009 | nrg_102a | 7.3771
Imports | 5544 | 5544-Charcoal | KTOE | AT | 2012 | nrg_110a | 0.43543
Imports | 3220 | 3220-Liquified petroleum gas (LPG) | KTOE | EE | 2012 | nrg_102a | 0.36425
Imports | 5544 | 5544-Charcoal | KTOE | CY | 2014 | nrg_107a | 0.33913
Imports | 3220 | 3220-Liquified petroleum gas (LPG) | KTOE | EL | 2013 | nrg_102a | 1.838
Imports | 3220 | 3220-Liquified petroleum gas (LPG) | KTOE | ES | 2013 | nrg_102a | 14.9971
Imports | 3220 | 3220-Liquified petroleum gas (LPG) | KTOE | ME | 2009 | nrg_102a | 0.84573
Imports | 5544 | 5544-Charcoal | KTOE | EL | 2010 | nrg_107a | 1.7375
Imports | 3220 | 3220-Liquified petroleum gas (LPG) | KTOE | EL | 2013 | nrg_110a | 1.838
Imports | 3220 | 3220-Liquified petroleum gas (LPG) | KTOE | PT | 2009 | nrg_110a | 20.1929
Imports | 3220 | 3220-Liquified petroleum gas (LPG) | KTOE | IE | 2013 | nrg_102a | 4.3375
Imports | 3220 | 3220-Liquified petroleum gas (LPG) | KTOE | HU | 2014 | nrg_102a | 11.4216
Imports | 3220 | 3220-Liquified petroleum gas (LPG) | KTOE | LV | 2012 | nrg_102a | 6.9668
Imports | 3220 | 3220-Liquified petroleum gas (LPG) | KTOE | DE | 2009 | nrg_110a | 41.106
Imports | 3220 | 3220-Liquified petroleum gas (LPG) | KTOE | FR | 2010 | nrg_110a | 124.0172
Imports | 3220 | 3220-Liquified petroleum gas (LPG) | KTOE | LU | 2011 | nrg_110a | 0.46055
Imports | 3220 | 3220-Liquified petroleum gas (LPG) | KTOE | SK | 2012 | nrg_110a | 2.3446
Consumption in Oil and gas extraction | 3220 | 3220-Liquified petroleum gas (LPG) | KTOE | UA | 2010 | nrg_110a | 0.046055
Consumption in Oil and gas extraction | 3220 | 3220-Liquified petroleum gas (LPG) | KTOE | PT | 2010 | nrg_110a | 0.46055
Imports | 5544 | 5544-Charcoal | KTOE | HR | 2010 | nrg_110a | 0.09211
Imports | 3220 | 3220-Liquified petroleum gas (LPG) | KTOE | FI | 2014 | nrg_102a | 14.6329
Imports | 3220 | 3220-Liquified petroleum gas (LPG) | KTOE | UA | 2011 | nrg_102a | 11.5932
Imports | 3220 | 3220-Liquified petroleum gas (LPG) | KTOE | SI | 2010 | nrg_102a | 4.3752
Imports | 3220 | 3220-Liquified petroleum gas (LPG) | KTOE | SE | 2011 | nrg_102a | 54.6461
Imports | 5544 | 5544-Charcoal | KTOE | BE | 2009 | nrg_107a | 0.26377
Imports | 3220 | 3220-Liquified petroleum gas (LPG) | KTOE | DK | 2010 | nrg_110a | 0.32238
Imports | 3220 | 3220-Liquified petroleum gas (LPG) | KTOE | NO | 2013 | nrg_102a | 6.3597
Imports | 3220 | 3220-Liquified petroleum gas (LPG) | KTOE | AT | 2010 | nrg_110a | 5.2461
Imports | 3220 | 3220-Liquified petroleum gas (LPG) | KTOE | PL | 2009 | nrg_110a | 92.6916
Imports | 3220 | 3220-Liquified petroleum gas (LPG) | KTOE | CZ | 2012 | nrg_102a | 3.4164
Imports | 3220 | 3220-Liquified petroleum gas (LPG) | KTOE | PT | 2011 | nrg_102a | 21.8509
Imports | 3220 | 3220-Liquified petroleum gas (LPG) | KTOE | RS | 2012 | nrg_110a | 12.7279
Imports | 3220 | 3220-Liquified petroleum gas (LPG) | KTOE | PT | 2013 | nrg_110a | 27.7836
Imports | 5544 | 5544-Charcoal | KTOE | BG | 2013 | nrg_110a | 0.025121
Imports | 3220 | 3220-Liquified petroleum gas (LPG) | KTOE | ME | 2013 | nrg_102a | 0.65733
Imports | 3220 | 3220-Liquified petroleum gas (LPG) | KTOE | MK | 2009 | nrg_102a | 2.0139
Imports | 5544 | 5544-Charcoal | KTOE | EL | 2014 | nrg_107a | 1.7668
Imports | 3220 | 3220-Liquified petroleum gas (LPG) | KTOE | ES | 2011 | nrg_110a | 26.1759
Imports | 3220 | 3220-Liquified petroleum gas (LPG) | KTOE | ME | 2009 | nrg_110a | 0.84573
Imports | 3220 | 3220-Liquified petroleum gas (LPG) | KTOE | RO | 2010 | nrg_110a | 5.3424
Imports | 3220 | 3220-Liquified petroleum gas (LPG) | KTOE | LT | 2012 | nrg_102a | 5.2
Imports | 3220 | 3220-Liquified petroleum gas (LPG) | KTOE | NL | 2009 | nrg_102a | 76.4258
Imports | 3220 | 3220-Liquified petroleum gas (LPG) | KTOE | SK | 2012 | nrg_102a | 2.3446
Imports | 5544 | 5544-Charcoal | KTOE | HR | 2012 | nrg_107a | 0.054428
Imports | 5544 | 5544-Charcoal | KTOE | LT | 2010 | nrg_107a | 0.062802
Imports | 5544 | 5544-Charcoal | KTOE | LV | 2010 | nrg_107a | 0.058615
Imports | 3220 | 3220-Liquified petroleum gas (LPG) | KTOE | DE | 2013 | nrg_110a | 46.0757
Imports | 3220 | 3220-Liquified petroleum gas (LPG) | KTOE | IS | 2012 | nrg_110a | 0.13816
Imports | 3220 | 3220-Liquified petroleum gas (LPG) | KTOE | HU | 2010 | nrg_110a | 7.7079
Imports | 3220 | 3220-Liquified petroleum gas (LPG) | KTOE | HR | 2009 | nrg_110a | 0.79549
Imports | 3220 | 3220-Liquified petroleum gas (LPG) | KTOE | LT | 2009 | nrg_110a | 3.9942
Transformation input in Gas Works | 3220 | 3220-Liquified petroleum gas (LPG) | KTOE | HR | 2009 | nrg_110a | 0.09211
Transformation output from Coke Ovens | 4200 | 4200-Derived gases | KTOE | UA | 2012 | nrg_103a | 135.0076
Transformation output from Gas Works | 4200 | 4200-Derived gases | KTOE | HR | 2009 | nrg_103a | 0.19678
Transformation output from Gas Works | 4200 | 4200-Derived gases | KTOE | UA | 2010 | nrg_103a | 1.3775
Consumption in Coke Ovens | 4200 | 4200-Derived gases | KTOE | ES | 2012 | nrg_103a | 7.8042
Consumption in Coke Ovens | 4200 | 4200-Derived gases | KTOE | UA | 2013 | nrg_103a | 40.6161
Imports | 3215 | 3215-Ethane | KTOE | NO | 2014 | nrg_102a | 2.6754
Imports | 3250 | 3250-Naphtha | KTOE | AT | 2013 | nrg_102a | 0.046055
Transformation output from Gas Works | 4200 | 4200-Derived gases | KTOE | EE | 2011 | nrg_103a | 6.4854
Imports | 3215 | 3215-Ethane | KTOE | NO | 2013 | nrg_110a | 2.2148
Imports | 3250 | 3250-Naphtha | KTOE | CZ | 2014 | nrg_102a | 8.809
Imports | 3250 | 3250-Naphtha | KTOE | RS | 2010 | nrg_102a | 10.9652
Primary production | 5543 | 5543-Municipal waste | KTOE | PL | 2009 | nrg_110a | 4.8483
Imports | 3250 | 3250-Naphtha | KTOE | EL | 2011 | nrg_102a | 7.3939
Transformation output from Coke Ovens | 4200 | 4200-Derived gases | KTOE | HU | 2014 | nrg_103a | 7.599
Consumption in Coke Ovens | 4200 | 4200-Derived gases | KTOE | FR | 2010 | nrg_103a | 13.5317
Primary production | 5543 | 5543-Municipal waste | KTOE | FI | 2013 | nrg_110a | 15.935
Imports | 3250 | 3250-Naphtha | KTOE | DE | 2011 | nrg_102a | 282.877
Imports | 3250 | 3250-Naphtha | KTOE | NL | 2010 | nrg_102a | 703.822
Imports | 3250 | 3250-Naphtha | KTOE | IE | 2012 | nrg_102a | 0.17585
Imports | 3250 | 3250-Naphtha | KTOE | TR | 2011 | nrg_102a | 54.9559
Transformation output from Coke Ovens | 4200 | 4200-Derived gases | KTOE | NL | 2011 | nrg_103a | 16.4834
Consumption in Coke Ovens | 4200 | 4200-Derived gases | KTOE | AT | 2011 | nrg_103a | 6.4058
Consumption in Coke Ovens | 4200 | 4200-Derived gases | KTOE | NL | 2011 | nrg_103a | 7.4944
Consumption in Gas Works | 4200 | 4200-Derived gases | KTOE | PL | 2010 | nrg_103a | 0.01256
Imports | 3250 | 3250-Naphtha | KTOE | CZ | 2013 | nrg_110a | 6.1462
Imports | 3250 | 3250-Naphtha | KTOE | FR | 2014 | nrg_110a | 97.0626
Imports | 3250 | 3250-Naphtha | KTOE | NL | 2012 | nrg_110a | 774.0472
Imports | 3250 | 3250-Naphtha | KTOE | IT | 2010 | nrg_110a | 73.2606
Imports | 3250 | 3250-Naphtha | KTOE | TR | 2013 | nrg_110a | 61.6423
Primary production | 5543 | 5543-Municipal waste | KTOE | CZ | 2010 | nrg_110a | 4.3752
Primary production | 5543 | 5543-Municipal waste | KTOE | EE | 2013 | nrg_110a | 4.4129
Primary production | 5543 | 5543-Municipal waste | KTOE | HU | 2011 | nrg_110a | 3.4834
Imports | 3250 | 3250-Naphtha | KTOE | FI | 2011 | nrg_102a | 12.8032
Imports | 3250 | 3250-Naphtha | KTOE | UK | 2010 | nrg_102a | 30.5092
Transformation output from Coke Ovens | 4200 | 4200-Derived gases | KTOE | CZ | 2011 | nrg_103a | 18.5433
Transformation output from Coke Ovens | 4200 | 4200-Derived gases | KTOE | UA | 2009 | nrg_103a | 127.9988
Consumption in Coke Ovens | 4200 | 4200-Derived gases | KTOE | ES | 2009 | nrg_103a | 8.5453
Consumption in Coke Ovens | 4200 | 4200-Derived gases | KTOE | FI | 2013 | nrg_103a | 2.9852
Consumption in Coke Ovens | 4200 | 4200-Derived gases | KTOE | SK | 2013 | nrg_103a | 6.523
Consumption in Coke Ovens | 4200 | 4200-Derived gases | KTOE | UA | 2010 | nrg_103a | 54.9559
Imports | 3250 | 3250-Naphtha | KTOE | FI | 2014 | nrg_110a | 7.7958
Primary production | 5543 | 5543-Municipal waste | KTOE | LT | 2014 | nrg_110a | 0.97134
Primary production | 5543 | 5543-Municipal waste | KTOE | SK | 2010 | nrg_110a | 1.6119
Transformation output from Gas Works | 4200 | 4200-Derived gases | KTOE | CZ | 2011 | nrg_103a | 16.1652
Primary production | 5543 | 5543-Municipal waste | KTOE | LV | 2013 | nrg_110a | 0.083736
Primary production | 5543 | 5543-Municipal waste | KTOE | PT | 2014 | nrg_110a | 6.8454
Transformation output from Coke Ovens | 4200 | 4200-Derived gases | KTOE | ES | 2014 | nrg_103a | 11.4216
Transformation output from Coke Ovens | 4200 | 4200-Derived gases | KTOE | FI | 2010 | nrg_103a | 6.992
Transformation output from Coke Ovens | 4200 | 4200-Derived gases | KTOE | IT | 2012 | nrg_103a | 27.3189
Consumption in Coke Ovens | 4200 | 4200-Derived gases | KTOE | DE | 2010 | nrg_103a | 23.7266
Consumption in Coke Ovens | 4200 | 4200-Derived gases | KTOE | HU | 2012 | nrg_103a | 2.9726
Imports | 3250 | 3250-Naphtha | KTOE | ES | 2009 | nrg_110a | 91.1676
Imports | 3250 | 3250-Naphtha | KTOE | RO | 2013 | nrg_110a | 0.087923
Imports | 3250 | 3250-Naphtha | KTOE | IT | 2010 | nrg_102a | 73.2606
Transformation input in Gas Works | 3250 | 3250-Naphtha | KTOE | ES | 2012 | nrg_102a | 1.4068
Transformation output from Coke Ovens | 4200 | 4200-Derived gases | KTOE | RO | 2009 | nrg_103a | 2.106
Transformation output from Coke Ovens | 4200 | 4200-Derived gases | KTOE | SE | 2013 | nrg_103a | 7.1971
Transformation output from Coke Ovens | 4200 | 4200-Derived gases | KTOE | TR | 2014 | nrg_103a | 30.4045
Consumption in Coal Mines | 4200 | 4200-Derived gases | KTOE | PL | 2014 | nrg_103a | 0.11723
Consumption in Coke Ovens | 4200 | 4200-Derived gases | KTOE | CZ | 2011 | nrg_103a | 9.3659
Imports | 3250 | 3250-Naphtha | KTOE | HU | 2013 | nrg_110a | 10.9192
Transformation input in Gas Works | 3250 | 3250-Naphtha | KTOE | ES | 2011 | nrg_110a | 1.4947
Primary production | 5543 | 5543-Municipal waste | KTOE | BE | 2010 | nrg_110a | 30.8735
Primary production | 5543 | 5543-Municipal waste | KTOE | BG | 2013 | nrg_110a | 0.64477
Primary production | 5543 | 5543-Municipal waste | KTOE | DE | 2014 | nrg_110a | 254.3104
Imports | 5544 | 5544-Charcoal | KTOE | IT | 2010 | nrg_110a | 2.1269
Imports | 5544 | 5544-Charcoal | KTOE | HR | 2014 | nrg_110a | 0.13816
Imports | 5544 | 5544-Charcoal | KTOE | LV | 2012 | nrg_110a | 0.029308
Imports | 3220 | 3220-Liquified petroleum gas (LPG) | KTOE | BE | 2011 | nrg_102a | 82.2497
Consumption in Oil and gas extraction | 3220 | 3220-Liquified petroleum gas (LPG) | KTOE | AL | 2013 | nrg_102a | 0.14235
Imports | 3220 | 3220-Liquified petroleum gas (LPG) | KTOE | SI | 2014 | nrg_102a | 3.4081
Imports | 5544 | 5544-Charcoal | KTOE | BE | 2013 | nrg_107a | 0.26377
Imports | 3220 | 3220-Liquified petroleum gas (LPG) | KTOE | BE | 2009 | nrg_110a | 78.4313
Imports | 3220 | 3220-Liquified petroleum gas (LPG) | KTOE | DK | 2014 | nrg_110a | 0.82899
Imports | 3220 | 3220-Liquified petroleum gas (LPG) | KTOE | FI | 2010 | nrg_110a | 11.8277
Imports | 3220 | 3220-Liquified petroleum gas (LPG) | KTOE | XK | 2009 | nrg_110a | 2.1562
Imports | 5544 | 5544-Charcoal | KTOE | UA | 2012 | nrg_110a | 0.029308
Imports | 3220 | 3220-Liquified petroleum gas (LPG) | KTOE | AT | 2012 | nrg_102a | 3.6886
Imports | 3220 | 3220-Liquified petroleum gas (LPG) | KTOE | PL | 2009 | nrg_102a | 92.6916
Imports | 3220 | 3220-Liquified petroleum gas (LPG) | KTOE | NO | 2011 | nrg_110a | 7.9759
Imports | 3220 | 3220-Liquified petroleum gas (LPG) | KTOE | CY | 2010 | nrg_102a | 2.4116
Imports | 3220 | 3220-Liquified petroleum gas (LPG) | KTOE | RO | 2010 | nrg_102a | 5.3424
Imports | 5544 | 5544-Charcoal | KTOE | RS | 2012 | nrg_107a | 0.058615
Imports | 5544 | 5544-Charcoal | KTOE | PT | 2012 | nrg_107a | 1.6245
Imports | 3220 | 3220-Liquified petroleum gas (LPG) | KTOE | BG | 2012 | nrg_110a | 13.201
Imports | 3220 | 3220-Liquified petroleum gas (LPG) | KTOE | SE | 2012 | nrg_110a | 37.6728
Imports | 5544 | 5544-Charcoal | KTOE | CY | 2014 | nrg_110a | 0.33913
Transformation input in Gas Works | 3220 | 3220-Liquified petroleum gas (LPG) | KTOE | PL | 2009 | nrg_102a | 0.13816
Imports | 3220 | 3220-Liquified petroleum gas (LPG) | KTOE | EE | 2010 | nrg_110a | 0.36006
Transformation input in Gas Works | 3220 | 3220-Liquified petroleum gas (LPG) | KTOE | PL | 2013 | nrg_110a | 0.09211
Imports | 5544 | 5544-Charcoal | KTOE | EL | 2011 | nrg_110a | 1.8296
Imports | 3220 | 3220-Liquified petroleum gas (LPG) | KTOE | IS | 2009 | nrg_102a | 0.13816
Imports | 3220 | 3220-Liquified petroleum gas (LPG) | KTOE | IT | 2012 | nrg_102a | 98.2098
Consumption in Oil and gas extraction | 3220 | 3220-Liquified petroleum gas (LPG) | KTOE | UA | 2009 | nrg_102a | 0.046055
Imports | 3220 | 3220-Liquified petroleum gas (LPG) | KTOE | LU | 2010 | nrg_102a | 0.64477
Imports | 3220 | 3220-Liquified petroleum gas (LPG) | KTOE | MT | 2009 | nrg_102a | 0.96715
Imports | 3220 | 3220-Liquified petroleum gas (LPG) | KTOE | TR | 2011 | nrg_102a | 140.2076
Transformation input in Gas Works | 3220 | 3220-Liquified petroleum gas (LPG) | KTOE | ES | 2012 | nrg_102a | 0.73688
Imports | 5544 | 5544-Charcoal | KTOE | IT | 2010 | nrg_107a | 2.1269
Imports | 5544 | 5544-Charcoal | KTOE | NL | 2009 | nrg_107a | 1.3816
Imports | 3220 | 3220-Liquified petroleum gas (LPG) | KTOE | IE | 2012 | nrg_110a | 3.7723
Imports | 3220 | 3220-Liquified petroleum gas (LPG) | KTOE | LV | 2014 | nrg_110a | 8.9723
Imports | 3220 | 3220-Liquified petroleum gas (LPG) | KTOE | MT | 2011 | nrg_110a | 0.96715
Imports | 3220 | 3220-Liquified petroleum gas (LPG) | KTOE | NL | 2011 | nrg_110a | 104.3141
Imports | 5544 | 5544-Charcoal | KTOE | LT | 2010 | nrg_110a | 0.062802
Imports | 5544 | 5544-Charcoal | KTOE | NL | 2011 | nrg_110a | 1.2895
Imports | 3220 | 3220-Liquified petroleum gas (LPG) | KTOE | UK | 2009 | nrg_102a | 23.5801
Imports | 3220 | 3220-Liquified petroleum gas (LPG) | KTOE | XK | 2010 | nrg_102a | 2.1101
Imports | 3220 | 3220-Liquified petroleum gas (LPG) | KTOE | SI | 2013 | nrg_110a | 3.5002
Imports | 3220 | 3220-Liquified petroleum gas (LPG) | KTOE | UA | 2013 | nrg_110a | 16.6048
Imports | 5544 | 5544-Charcoal | KTOE | BE | 2013 | nrg_110a | 0.26377
Imports | 5544 | 5544-Charcoal | KTOE | AT | 2011 | nrg_107a | 0.33913
Imports | 3220 | 3220-Liquified petroleum gas (LPG) | KTOE | AL | 2012 | nrg_110a | 4.1617
Imports | 3220 | 3220-Liquified petroleum gas (LPG) | KTOE | PL | 2014 | nrg_110a | 93.4703
Imports | 3220 | 3220-Liquified petroleum gas (LPG) | KTOE | RS | 2013 | nrg_102a | 7.7581
Imports | 3220 | 3220-Liquified petroleum gas (LPG) | KTOE | CY | 2013 | nrg_110a | 2.3655
Imports | 5544 | 5544-Charcoal | KTOE | CY | 2009 | nrg_110a | 0.30982
Consumption in Oil and gas extraction | 3220 | 3220-Liquified petroleum gas (LPG) | KTOE | HU | 2014 | nrg_102a | 0.51498
Imports | 3220 | 3220-Liquified petroleum gas (LPG) | KTOE | MK | 2014 | nrg_102a | 2.8973
Imports | 3220 | 3220-Liquified petroleum gas (LPG) | KTOE | MK | 2013 | nrg_110a | 2.6251
Imports | 3220 | 3220-Liquified petroleum gas (LPG) | KTOE | ME | 2014 | nrg_110a | 0.84573
Consumption in Oil and gas extraction | 3220 | 3220-Liquified petroleum gas (LPG) | KTOE | HU | 2013 | nrg_110a | 0.51498
Imports | 5544 | 5544-Charcoal | KTOE | ME | 2012 | nrg_110a | 0.029308
Imports | 3220 | 3220-Liquified petroleum gas (LPG) | KTOE | DE | 2012 | nrg_102a | 50.0825
Imports | 3220 | 3220-Liquified petroleum gas (LPG) | KTOE | HR | 2013 | nrg_102a | 1.8757
Imports | 3220 | 3220-Liquified petroleum gas (LPG) | KTOE | MD | 2010 | nrg_102a | 3.0815
Imports | 3220 | 3220-Liquified petroleum gas (LPG) | KTOE | NL | 2014 | nrg_102a | 217.9816
Imports | 3220 | 3220-Liquified petroleum gas (LPG) | KTOE | CZ | 2012 | nrg_110a | 3.4164
Imports | 3220 | 3220-Liquified petroleum gas (LPG) | KTOE | FR | 2013 | nrg_110a | 148.1667
Primary production | 5546 | 5546-Biogasoline | KTOE | IT | 2009 | nrg_107a | 1.7291
Imports | 5546 | 5546-Biogasoline | KTOE | FR | 2014 | nrg_107a | 2.3111
Imports | 3283 | 3283-Bitumen | KTOE | BG | 2012 | nrg_110a | 2.1855
Imports | 3283 | 3283-Bitumen | KTOE | FI | 2009 | nrg_110a | 4.7981
Imports | 3283 | 3283-Bitumen | KTOE | FR | 2012 | nrg_110a | 47.3443
Imports | 3283 | 3283-Bitumen | KTOE | SI | 2013 | nrg_110a | 2.3027
Imports | 3283 | 3283-Bitumen | KTOE | XK | 2013 | nrg_110a | 1.6203
Imports | 3283 | 3283-Bitumen | KTOE | UK | 2010 | nrg_110a | 14.4319
Imports | 5546 | 5546-Biogasoline | KTOE | DK | 2009 | nrg_110a | 0.20515
Imports | 5546 | 5546-Biogasoline | KTOE | FI | 2010 | nrg_110a | 3.2573
Imports | 5546 | 5546-Biogasoline | KTOE | SI | 2014 | nrg_110a | 0.3182
Primary production | 5546 | 5546-Biogasoline | KTOE | SK | 2011 | nrg_110a | 2.2651
Primary production | 5546 | 5546-Biogasoline | KTOE | TR | 2013 | nrg_110a | 0.95878
Primary production | 5546 | 5546-Biogasoline | KTOE | TR | 2009 | nrg_107a | 0.24283
Imports | 3283 | 3283-Bitumen | KTOE | CY | 2010 | nrg_110a | 2.734
Imports | 3283 | 3283-Bitumen | KTOE | CZ | 2014 | nrg_110a | 10.4921
Primary production | 5546 | 5546-Biogasoline | KTOE | LV | 2010 | nrg_110a | 0.39775
Imports | 3283 | 3283-Bitumen | KTOE | EL | 2014 | nrg_102a | 1.4821
Imports | 3283 | 3283-Bitumen | KTOE | MK | 2010 | nrg_102a | 1.1639
Primary production | 5546 | 5546-Biogasoline | KTOE | UK | 2012 | nrg_107a | 3.2741
Imports | 5546 | 5546-Biogasoline | KTOE | ES | 2009 | nrg_107a | 1.7585
Imports | 5546 | 5546-Biogasoline | KTOE | PT | 2013 | nrg_107a | 0.083736
Imports | 5546 | 5546-Biogasoline | KTOE | RO | 2011 | nrg_107a | 1.0425
Imports | 3283 | 3283-Bitumen | KTOE | MT | 2013 | nrg_110a | 0.079549
Imports | 3283 | 3283-Bitumen | KTOE | RO | 2014 | nrg_110a | 14.591
Imports | 5546 | 5546-Biogasoline | KTOE | ES | 2011 | nrg_110a | 3.99
Imports | 5546 | 5546-Biogasoline | KTOE | PT | 2013 | nrg_110a | 0.083736
Imports | 5546 | 5546-Biogasoline | KTOE | PL | 2012 | nrg_110a | 1.1681
Imports | 3283 | 3283-Bitumen | KTOE | IS | 2010 | nrg_102a | 0.54428
Imports | 3283 | 3283-Bitumen | KTOE | HU | 2012 | nrg_102a | 1.5072
Imports | 3283 | 3283-Bitumen | KTOE | LV | 2013 | nrg_102a | 3.0982
Imports | 3283 | 3283-Bitumen | KTOE | MD | 2013 | nrg_102a | 1.4444
Imports | 3283 | 3283-Bitumen | KTOE | NL | 2014 | nrg_102a | 7.7498
Imports | 3283 | 3283-Bitumen | KTOE | TR | 2012 | nrg_102a | 5.0828
Primary production | 5546 | 5546-Biogasoline | KTOE | CZ | 2012 | nrg_107a | 2.7591
Imports | 5546 | 5546-Biogasoline | KTOE | CZ | 2011 | nrg_107a | 1.4528
Imports | 5546 | 5546-Biogasoline | KTOE | HU | 2012 | nrg_107a | 1.8841
Imports | 5546 | 5546-Biogasoline | KTOE | LV | 2013 | nrg_107a | 0.27214
Imports | 5546 | 5546-Biogasoline | KTOE | LU | 2012 | nrg_107a | 0.054428
Imports | 3283 | 3283-Bitumen | KTOE | DE | 2011 | nrg_110a | 13.1466
Imports | 3283 | 3283-Bitumen | KTOE | HR | 2012 | nrg_110a | 3.6509
Imports | 3283 | 3283-Bitumen | KTOE | IS | 2009 | nrg_110a | 0.5066
Imports | 3283 | 3283-Bitumen | KTOE | NL | 2011 | nrg_110a | 10.4754
Imports | 3283 | 3283-Bitumen | KTOE | MD | 2014 | nrg_110a | 1.5198
Imports | 5546 | 5546-Biogasoline | KTOE | IT | 2012 | nrg_110a | 1.9929
Imports | 5546 | 5546-Biogasoline | KTOE | HU | 2014 | nrg_110a | 1.4654
Imports | 3283 | 3283-Bitumen | KTOE | UA | 2012 | nrg_102a | 10.4126
Imports | 3283 | 3283-Bitumen | KTOE | XK | 2014 | nrg_102a | 1.2812
Primary production | 5546 | 5546-Biogasoline | KTOE | LT | 2014 | nrg_107a | 0.25958
Imports | 5546 | 5546-Biogasoline | KTOE | AT | 2013 | nrg_107a | 1.4947
Imports | 5546 | 5546-Biogasoline | KTOE | FR | 2012 | nrg_107a | 3.2196
Imports | 3283 | 3283-Bitumen | KTOE | BG | 2010 | nrg_110a | 0.71594
Imports | 3283 | 3283-Bitumen | KTOE | FR | 2010 | nrg_110a | 39.4271
Imports | 3283 | 3283-Bitumen | KTOE | SI | 2011 | nrg_110a | 3.0019
Imports | 3283 | 3283-Bitumen | KTOE | XK | 2011 | nrg_110a | 2.1101
Imports | 5546 | 5546-Biogasoline | KTOE | SI | 2012 | nrg_110a | 0.25121
Imports | 5546 | 5546-Biogasoline | KTOE | SE | 2013 | nrg_110a | 4.6599
Imports | 3283 | 3283-Bitumen | KTOE | AL | 2010 | nrg_102a | 0.54428
Imports | 3283 | 3283-Bitumen | KTOE | NO | 2011 | nrg_102a | 14.9762
Imports | 5546 | 5546-Biogasoline | KTOE | PL | 2012 | nrg_107a | 1.1681
Imports | 3283 | 3283-Bitumen | KTOE | AT | 2012 | nrg_110a | 11.2876
Imports | 3283 | 3283-Bitumen | KTOE | PL | 2014 | nrg_110a | 14.859
Imports | 3283 | 3283-Bitumen | KTOE | BG | 2010 | nrg_102a | 0.71594
Imports | 3283 | 3283-Bitumen | KTOE | RO | 2013 | nrg_102a | 15.6461
Imports | 3283 | 3283-Bitumen | KTOE | PL | 2010 | nrg_102a | 13.8457
Imports | 3283 | 3283-Bitumen | KTOE | SE | 2010 | nrg_110a | 3.9398
Imports | 3283 | 3283-Bitumen | KTOE | ES | 2009 | nrg_102a | 3.0815
Imports | 3283 | 3283-Bitumen | KTOE | EE | 2013 | nrg_102a | 3.4709
Primary production | 5546 | 5546-Biogasoline | KTOE | AT | 2009 | nrg_107a | 2.8596
Primary production | 5546 | 5546-Biogasoline | KTOE | FR | 2009 | nrg_107a | 19.1295
Primary production | 5546 | 5546-Biogasoline | KTOE | FI | 2009 | nrg_107a | 0.066989
Imports | 3283 | 3283-Bitumen | KTOE | EE | 2012 | nrg_110a | 2.847
Imports | 3283 | 3283-Bitumen | KTOE | MK | 2014 | nrg_110a | 1.6789
Imports | 3283 | 3283-Bitumen | KTOE | CZ | 2011 | nrg_102a | 10.0065
Consumption in Coal Mines | 3260 | 3260-Gas/diesel oil (without bio components) | KTOE | UA | 2012 | nrg_110a | 1.3147
Imports | 3260 | 3260-Gas/diesel oil (without bio components) | KTOE | NO | 2011 | nrg_102a | 51.7363
Imports | 3260 | 3260-Gas/diesel oil (without bio components) | KTOE | NO | 2012 | nrg_110a | 63.4007
Imports | 3260 | 3260-Gas/diesel oil (without bio components) | KTOE | CZ | 2013 | nrg_102a | 71.4896
Imports | 3260 | 3260-Gas/diesel oil (without bio components) | KTOE | PT | 2011 | nrg_102a | 57.468
Imports | 3260 | 3260-Gas/diesel oil (without bio components) | KTOE | RS | 2012 | nrg_102a | 31.133
Consumption in Pipeline transport | 3260 | 3260-Gas/diesel oil (without bio components) | KTOE | UA | 2009 | nrg_102a | 0.33913
Imports | 3260 | 3260-Gas/diesel oil (without bio components) | KTOE | BG | 2011 | nrg_110a | 30.2454
Imports | 3260 | 3260-Gas/diesel oil (without bio components) | KTOE | CY | 2009 | nrg_110a | 27.0132
Imports | 3260 | 3260-Gas/diesel oil (without bio components) | KTOE | PT | 2010 | nrg_110a | 50.4802
Imports | 3260 | 3260-Gas/diesel oil (without bio components) | KTOE | ME | 2012 | nrg_102a | 7.2599
Consumption in Coal Mines | 3260 | 3260-Gas/diesel oil (without bio components) | KTOE | MK | 2013 | nrg_102a | 0.083736
Consumption in Coal Mines | 3260 | 3260-Gas/diesel oil (without bio components) | KTOE | PL | 2014 | nrg_102a | 0.95459
Imports | 3260 | 3260-Gas/diesel oil (without bio components) | KTOE | MK | 2010 | nrg_110a | 8.4866
Consumption in Oil and gas extraction | 3260 | 3260-Gas/diesel oil (without bio components) | KTOE | LT | 2013 | nrg_110a | 0.041868
Consumption in Coal Mines | 3260 | 3260-Gas/diesel oil (without bio components) | KTOE | MK | 2009 | nrg_110a | 0.041868
Imports | 3260 | 3260-Gas/diesel oil (without bio components) | KTOE | DE | 2010 | nrg_102a | 668.946
Imports | 3260 | 3260-Gas/diesel oil (without bio components) | KTOE | HR | 2011 | nrg_102a | 40.3608
Imports | 3260 | 3260-Gas/diesel oil (without bio components) | KTOE | LV | 2009 | nrg_102a | 44.02
Imports | 3260 | 3260-Gas/diesel oil (without bio components) | KTOE | UA | 2009 | nrg_102a | 91.8877
Consumption in Oil and gas extraction | 3260 | 3260-Gas/diesel oil (without bio components) | KTOE | RO | 2011 | nrg_102a | 0.59871
Consumption in Coal Mines | 3260 | 3260-Gas/diesel oil (without bio components) | KTOE | SK | 2014 | nrg_102a | 0.041868
Imports | 3260 | 3260-Gas/diesel oil (without bio components) | KTOE | HU | 2012 | nrg_110a | 49.2661
Imports | 3260 | 3260-Gas/diesel oil (without bio components) | KTOE | FR | 2009 | nrg_110a | 771.129
Imports | 3260 | 3260-Gas/diesel oil (without bio components) | KTOE | IT | 2013 | nrg_110a | 129.4182
Consumption in Oil and gas extraction | 3260 | 3260-Gas/diesel oil (without bio components) | KTOE | NO | 2012 | nrg_110a | 8.9639
Consumption in Coal Mines | 3260 | 3260-Gas/diesel oil (without bio components) | KTOE | PL | 2011 | nrg_110a | 0.90854
Imports | 3260 | 3260-Gas/diesel oil (without bio components) | KTOE | BE | 2014 | nrg_102a | 416.7122
Imports | 3260 | 3260-Gas/diesel oil (without bio components) | KTOE | BG | 2009 | nrg_102a | 26.4815
Imports | 3260 | 3260-Gas/diesel oil (without bio components) | KTOE | FR | 2009 | nrg_102a | 771.129
Imports | 3260 | 3260-Gas/diesel oil (without bio components) | KTOE | SK | 2014 | nrg_102a | 29.6342
Consumption in Coal Mines | 3260 | 3260-Gas/diesel oil (without bio components) | KTOE | DE | 2010 | nrg_102a | 0.34332
Imports | 3260 | 3260-Gas/diesel oil (without bio components) | KTOE | BE | 2009 | nrg_110a | 310.9369
Imports | 3260 | 3260-Gas/diesel oil (without bio components) | KTOE | DK | 2013 | nrg_110a | 107.7766
Imports | 3260 | 3260-Gas/diesel oil (without bio components) | KTOE | SI | 2013 | nrg_110a | 99.47
Imports | 3260 | 3260-Gas/diesel oil (without bio components) | KTOE | XK | 2010 | nrg_110a | 12.1836
Consumption in Oil and gas extraction | 3260 | 3260-Gas/diesel oil (without bio components) | KTOE | ES | 2013 | nrg_110a | 0.083736
Consumption in Coke Ovens | 3260 | 3260-Gas/diesel oil (without bio components) | KTOE | UA | 2012 | nrg_110a | 0.381
Imports | 3260 | 3260-Gas/diesel oil (without bio components) | KTOE | PL | 2011 | nrg_102a | 84.2635
Imports | 3260 | 3260-Gas/diesel oil (without bio components) | KTOE | PL | 2014 | nrg_110a | 62.1363
Consumption in Oil and gas extraction | 3260 | 3260-Gas/diesel oil (without bio components) | KTOE | SK | 2013 | nrg_110a | 0.041868
Imports | 3260 | 3260-Gas/diesel oil (without bio components) | KTOE | EL | 2010 | nrg_102a | 107.4626
Imports | 3260 | 3260-Gas/diesel oil (without bio components) | KTOE | EE | 2009 | nrg_102a | 24.363
Consumption in Pipeline transport | 3260 | 3260-Gas/diesel oil (without bio components) | KTOE | UA | 2009 | nrg_110a | 0.33913
Imports | 3260 | 3260-Gas/diesel oil (without bio components) | KTOE | ES | 2010 | nrg_102a | 463.3615
Imports | 3260 | 3260-Gas/diesel oil (without bio components) | KTOE | MK | 2011 | nrg_102a | 14.4403
Imports | 3260 | 3260-Gas/diesel oil (without bio components) | KTOE | NL | 2014 | nrg_102a | 657.7086
Consumption in Oil and gas extraction | 3260 | 3260-Gas/diesel oil (without bio components) | KTOE | LT | 2012 | nrg_102a | 0.041868
Consumption in Coal Mines | 3260 | 3260-Gas/diesel oil (without bio components) | KTOE | NO | 2012 | nrg_102a | 0.21353
Imports | 3260 | 3260-Gas/diesel oil (without bio components) | KTOE | ES | 2014 | nrg_110a | 163.1931
Imports | 3260 | 3260-Gas/diesel oil (without bio components) | KTOE | ME | 2010 | nrg_110a | 7.0464
Imports | 3260 | 3260-Gas/diesel oil (without bio components) | KTOE | NL | 2014 | nrg_110a | 657.7086
Imports | 3260 | 3260-Gas/diesel oil (without bio components) | KTOE | CY | 2013 | nrg_102a | 28.7424
Imports | 3260 | 3260-Gas/diesel oil (without bio components) | KTOE | HU | 2009 | nrg_102a | 52.4145
Consumption in Coal Mines | 5200 | 5200-Derived heat | KTOE | SK | 2009 | nrg_110a | 0.13398
Consumption in Coke Ovens | 5200 | 5200-Derived heat | KTOE | CZ | 2009 | nrg_110a | 2.1353
Consumption in Coke Ovens | 5200 | 5200-Derived heat | KTOE | IT | 2013 | nrg_110a | 0.18003
Imports | 5200 | 5200-Derived heat | KTOE | DK | 2010 | nrg_100a | 0.17585
Consumption in Coal Mines | 5200 | 5200-Derived heat | KTOE | IT | 2012 | nrg_100a | 0.075362
Consumption in Coal Mines | 5200 | 5200-Derived heat | KTOE | PL | 2010 | nrg_100a | 5.6564
Consumption in BKB / PB Plants | 5200 | 5200-Derived heat | KTOE | DE | 2009 | nrg_100a | 1.3565
Consumption in Coal Mines | 5200 | 5200-Derived heat | KTOE | UA | 2011 | nrg_106a | 11.6226
Consumption in Coke Ovens | 5200 | 5200-Derived heat | KTOE | UA | 2013 | nrg_106a | 22.5166
Consumption in Oil and gas extraction | 5200 | 5200-Derived heat | KTOE | DE | 2012 | nrg_106a | 0.020934
Imports | 2115 | 2115-Anthracite | KTOE | BE | 2009 | nrg_110a | 26.0168
Imports | 5200 | 5200-Derived heat | KTOE | DK | 2009 | nrg_110a | 0.15491
Consumption in Coke Ovens | 5200 | 5200-Derived heat | KTOE | SK | 2009 | nrg_110a | 0.8248
Consumption in Coal Mines | 5200 | 5200-Derived heat | KTOE | BG | 2009 | nrg_110a | 0.037681
Consumption in Coal Mines | 5200 | 5200-Derived heat | KTOE | DE | 2014 | nrg_100a | 0.16747
Imports | 2115 | 2115-Anthracite | KTOE | AL | 2013 | nrg_101a | 2.7758
Consumption in Oil and gas extraction | 5200 | 5200-Derived heat | KTOE | UA | 2011 | nrg_106a | 1.704
Imports | 2115 | 2115-Anthracite | KTOE | RO | 2010 | nrg_101a | 1.8631
Consumption in Gas Works | 5200 | 5200-Derived heat | KTOE | UA | 2010 | nrg_106a | 0.68245
Imports | 2115 | 2115-Anthracite | KTOE | RS | 2014 | nrg_110a | 0.80387
Consumption in BKB / PB Plants | 5200 | 5200-Derived heat | KTOE | LT | 2013 | nrg_110a | 0.0041868
Consumption in Gas Works | 5200 | 5200-Derived heat | KTOE | CZ | 2013 | nrg_110a | 2.8093
Consumption in Gas Works | 5200 | 5200-Derived heat | KTOE | CZ | 2012 | nrg_100a | 3.4081
Imports | 2115 | 2115-Anthracite | KTOE | ES | 2009 | nrg_101a | 20.172
Consumption in Coal Mines | 5200 | 5200-Derived heat | KTOE | PL | 2013 | nrg_106a | 4.7604
Consumption in Coal Mines | 5200 | 5200-Derived heat | KTOE | EE | 2009 | nrg_100a | 0.046055
Primary production | 2115 | 2115-Anthracite | KTOE | ES | 2013 | nrg_101a | 14.4277
Imports | 2115 | 2115-Anthracite | KTOE | CZ | 2011 | nrg_101a | 3.1568
Imports | 2115 | 2115-Anthracite | KTOE | LT | 2011 | nrg_101a | 0.025121
Imports | 2115 | 2115-Anthracite | KTOE | LV | 2012 | nrg_101a | 0.13816
Imports | 2115 | 2115-Anthracite | KTOE | MD | 2013 | nrg_101a | 5.5978
Consumption in Coal Mines | 5200 | 5200-Derived heat | KTOE | SK | 2013 | nrg_106a | 0.079549
Consumption in Gas Works | 5200 | 5200-Derived heat | KTOE | PL | 2010 | nrg_106a | 0.046055
Consumption in Oil and gas extraction | 5200 | 5200-Derived heat | KTOE | IT | 2010 | nrg_106a | 2.3362
Consumption in Oil and gas extraction | 5200 | 5200-Derived heat | KTOE | RO | 2011 | nrg_106a | 0.0041868
Consumption in Oil and gas extraction | 5200 | 5200-Derived heat | KTOE | PL | 2011 | nrg_106a | 0.029308
Imports | 2115 | 2115-Anthracite | KTOE | CZ | 2011 | nrg_110a | 3.1568
Imports | 2115 | 2115-Anthracite | KTOE | DE | 2014 | nrg_110a | 51.3511
Imports | 2115 | 2115-Anthracite | KTOE | HR | 2013 | nrg_110a | 0.083736
Imports | 2115 | 2115-Anthracite | KTOE | LT | 2009 | nrg_110a | 0.40193
Imports | 2115 | 2115-Anthracite | KTOE | LU | 2011 | nrg_110a | 0.42705
Imports | 2115 | 2115-Anthracite | KTOE | IE | 2014 | nrg_110a | 2.2986
Imports | 2115 | 2115-Anthracite | KTOE | MD | 2009 | nrg_110a | 2.3781
Imports | 2115 | 2115-Anthracite | KTOE | NL | 2012 | nrg_110a | 7.5027
Consumption in BKB / PB Plants | 5200 | 5200-Derived heat | KTOE | DE | 2009 | nrg_110a | 1.3565
Consumption in Coal Mines | 5200 | 5200-Derived heat | KTOE | DE | 2012 | nrg_110a | 0.25121
Consumption in Coal Mines | 5200 | 5200-Derived heat | KTOE | PL | 2012 | nrg_110a | 4.9865
Consumption in Coke Ovens | 5200 | 5200-Derived heat | KTOE | CZ | 2012 | nrg_100a | 1.7333
Consumption in Coke Ovens | 5200 | 5200-Derived heat | KTOE | IT | 2012 | nrg_100a | 0.087923
Consumption in Coke Ovens | 5200 | 5200-Derived heat | KTOE | PL | 2011 | nrg_100a | 0.65314
Consumption in BKB / PB Plants | 5200 | 5200-Derived heat | KTOE | BG | 2009 | nrg_100a | 8.5704
Consumption in Gas Works | 5200 | 5200-Derived heat | KTOE | PL | 2010 | nrg_100a | 0.046055
Imports | 2115 | 2115-Anthracite | KTOE | BE | 2009 | nrg_101a | 26.0168
Imports | 2115 | 2115-Anthracite | KTOE | UA | 2011 | nrg_101a | 0.48148
Consumption in Coke Ovens | 5200 | 5200-Derived heat | KTOE | SK | 2011 | nrg_106a | 1.1304
Consumption in Coal Mines | 5200 | 5200-Derived heat | KTOE | CZ | 2010 | nrg_106a | 4.0821
Consumption in Coal Mines | 5200 | 5200-Derived heat | KTOE | BG | 2014 | nrg_106a | 0.1256
Imports | 2115 | 2115-Anthracite | KTOE | AT | 2011 | nrg_110a | 0.18003
Consumption in Coke Ovens | 5200 | 5200-Derived heat | KTOE | UA | 2009 | nrg_110a | 19.8915
Consumption in Oil and gas extraction | 5200 | 5200-Derived heat | KTOE | DE | 2013 | nrg_110a | 0.029308
Consumption in Coal Mines | 5200 | 5200-Derived heat | KTOE | CZ | 2011 | nrg_110a | 4.1366
Consumption in Oil and gas extraction | 5200 | 5200-Derived heat | KTOE | DE | 2012 | nrg_100a | 0.020934
Consumption in Coal Mines | 5200 | 5200-Derived heat | KTOE | BG | 2011 | nrg_100a | 0.0041868
Consumption in Oil and gas extraction | 5200 | 5200-Derived heat | KTOE | UA | 2013 | nrg_106a | 1.3523
Imports | 2115 | 2115-Anthracite | KTOE | AL | 2010 | nrg_110a | 4.5427
Imports | 2115 | 2115-Anthracite | KTOE | RO | 2012 | nrg_101a | 3.496
Imports | 3281 | 3281-White Spirit and SBP | KTOE | NL | 2012 | nrg_110a | 32.1337
Imports | 3282 | 3282-Lubricants | KTOE | ME | 2014 | nrg_110a | 0.4438
Primary production | 5532 | 5532-Solar thermal | KTOE | ES | 2012 | nrg_110a | 71.297
Imports | 2230 | 2230-BKB (brown coal briquettes) | KTOE | CZ | 2012 | nrg_101a | 3.4583
Primary production | 2310 | 2310-Peat | KTOE | FI | 2013 | nrg_101a | 71.2049
Primary production | 2310 | 2310-Peat | KTOE | RO | 2013 | nrg_101a | 0.0083736
Consumption in BKB / PB Plants | 2310 | 2310-Peat | KTOE | UA | 2009 | nrg_101a | 0.18003
Imports | 3282 | 3282-Lubricants | KTOE | DK | 2012 | nrg_102a | 2.3027
Imports | 3282 | 3282-Lubricants | KTOE | IS | 2009 | nrg_102a | 0.20934
Imports | 3281 | 3281-White Spirit and SBP | KTOE | IS | 2009 | nrg_102a | 0.041868
Imports | 3281 | 3281-White Spirit and SBP | KTOE | FR | 2009 | nrg_102a | 5.0577
Imports | 3281 | 3281-White Spirit and SBP | KTOE | LV | 2014 | nrg_102a | 0.041868
Imports | 3281 | 3281-White Spirit and SBP | KTOE | RS | 2009 | nrg_102a | 0.24283
Primary production | 5532 | 5532-Solar thermal | KTOE | PL | 2010 | nrg_107a | 0.35169
Primary production | 5532 | 5532-Solar thermal | KTOE | PT | 2009 | nrg_107a | 1.4612
Primary production | 5532 | 5532-Solar thermal | KTOE | RO | 2009 | nrg_107a | 0.0041868
Primary production | 5532 | 5532-Solar thermal | KTOE | DK | 2012 | nrg_107a | 0.87923
Imports | 2230 | 2230-BKB (brown coal briquettes) | KTOE | DE | 2009 | nrg_110a | 2.42
Imports | 2230 | 2230-BKB (brown coal briquettes) | KTOE | HU | 2013 | nrg_110a | 0.12142
Imports | 2230 | 2230-BKB (brown coal briquettes) | KTOE | IE | 2009 | nrg_110a | 0.66151
Imports | 2230 | 2230-BKB (brown coal briquettes) | KTOE | SK | 2014 | nrg_110a | 0.46055
Imports | 2310 | 2310-Peat | KTOE | UA | 2010 | nrg_110a | 0.17585
Primary production | 2310 | 2310-Peat | KTOE | EE | 2014 | nrg_110a | 2.7256
Primary production | 2310 | 2310-Peat | KTOE | IE | 2009 | nrg_110a | 23.467
Primary production | 2310 | 2310-Peat | KTOE | SE | 2010 | nrg_110a | 9.9646
Imports | 3281 | 3281-White Spirit and SBP | KTOE | CZ | 2009 | nrg_110a | 0.68245
Imports | 3281 | 3281-White Spirit and SBP | KTOE | IE | 2014 | nrg_110a | 0.046055
Imports | 3282 | 3282-Lubricants | KTOE | DE | 2012 | nrg_110a | 36.1321
Imports | 3282 | 3282-Lubricants | KTOE | HR | 2013 | nrg_110a | 0.77037
Imports | 3282 | 3282-Lubricants | KTOE | MD | 2009 | nrg_110a | 0.33494
Imports | 3282 | 3282-Lubricants | KTOE | RS | 2012 | nrg_110a | 2.4116
Imports | 3282 | 3282-Lubricants | KTOE | TR | 2009 | nrg_110a | 27.5952
Imports | 3282 | 3282-Lubricants | KTOE | UA | 2011 | nrg_110a | 14.0718
Primary production | 5532 | 5532-Solar thermal | KTOE | CZ | 2014 | nrg_110a | 0.6657
Primary production | 5532 | 5532-Solar thermal | KTOE | CY | 2013 | nrg_110a | 2.7507
Primary production | 5532 | 5532-Solar thermal | KTOE | PL | 2012 | nrg_110a | 0.54428
Primary production | 5532 | 5532-Solar thermal | KTOE | PT | 2013 | nrg_110a | 3.048
Primary production | 5532 | 5532-Solar thermal | KTOE | RO | 2014 | nrg_110a | 0.020934
Primary production | 5532 | 5532-Solar thermal | KTOE | SE | 2014 | nrg_110a | 0.46892
Imports | 2230 | 2230-BKB (brown coal briquettes) | KTOE | AT | 2014 | nrg_101a | 0.30145
Consumption in Coal Mines | 2230 | 2230-BKB (brown coal briquettes) | KTOE | BG | 2014 | nrg_101a | 0.020934
Transformation input in BKB / PB Plants | 2310 | 2310-Peat | KTOE | LT | 2011 | nrg_101a | 0.11723
Imports | 3281 | 3281-White Spirit and SBP | KTOE | AT | 2012 | nrg_102a | 0.66151
Imports | 3282 | 3282-Lubricants | KTOE | SI | 2012 | nrg_102a | 1.3481
Imports | 3282 | 3282-Lubricants | KTOE | SK | 2010 | nrg_102a | 3.4667
Imports | 3281 | 3281-White Spirit and SBP | KTOE | DK | 2009 | nrg_102a | 0.43543
Imports | 3281 | 3281-White Spirit and SBP | KTOE | SI | 2012 | nrg_102a | 0.12979
Imports | 3281 | 3281-White Spirit and SBP | KTOE | SE | 2010 | nrg_102a | 0.041868
Primary production | 5532 | 5532-Solar thermal | KTOE | IT | 2014 | nrg_107a | 7.5195
Primary production | 5532 | 5532-Solar thermal | KTOE | NL | 2010 | nrg_107a | 0.99227
Imports | 2230 | 2230-BKB (brown coal briquettes) | KTOE | XK | 2011 | nrg_110a | 0.020934
Imports | 3281 | 3281-White Spirit and SBP | KTOE | SI | 2012 | nrg_110a | 0.12979
Imports | 3281 | 3281-White Spirit and SBP | KTOE | UK | 2010 | nrg_110a | 7.8921
Imports | 3282 | 3282-Lubricants | KTOE | BG | 2011 | nrg_110a | 1.6915
Imports | 3282 | 3282-Lubricants | KTOE | DK | 2013 | nrg_110a | 2.3027
Imports | 3282 | 3282-Lubricants | KTOE | FR | 2011 | nrg_110a | 35.2361
Primary production | 5532 | 5532-Solar thermal | KTOE | LU | 2011 | nrg_110a | 0.062802
Imports | 3282 | 3282-Lubricants | KTOE | AL | 2013 | nrg_102a | 0.62802
Transformation input in BKB / PB Plants | 2310 | 2310-Peat | KTOE | EE | 2010 | nrg_101a | 1.4403
Imports | 3282 | 3282-Lubricants | KTOE | AT | 2011 | nrg_102a | 1.9636
Imports | 3281 | 3281-White Spirit and SBP | KTOE | AL | 2009 | nrg_110a | 1.076
Imports | 3282 | 3282-Lubricants | KTOE | NO | 2011 | nrg_110a | 1.7626
Primary production | 5532 | 5532-Solar thermal | KTOE | PL | 2010 | nrg_110a | 0.35169
Primary production | 2310 | 2310-Peat | KTOE | RO | 2011 | nrg_101a | 0.0083736
Imports | 2310 | 2310-Peat | KTOE | SE | 2013 | nrg_101a | 1.8631
Imports | 3282 | 3282-Lubricants | KTOE | CY | 2013 | nrg_102a | 0.28052
Imports | 3282 | 3282-Lubricants | KTOE | EE | 2014 | nrg_102a | 0.37681
Imports | 3282 | 3282-Lubricants | KTOE | RS | 2013 | nrg_102a | 2.9726
Primary production | 2310 | 2310-Peat | KTOE | LV | 2010 | nrg_110a | 0.10048
Primary production | 5548 | 5548-Other liquid biofuels | KTOE | IT | 2013 | nrg_110a | 3.8728
Imports | 3295 | 3295-Other Oil Products | KTOE | SI | 2014 | nrg_102a | 0.079549
Imports | 3295 | 3295-Other Oil Products | KTOE | UK | 2013 | nrg_102a | 4.191
Primary production | 5542 | 5542-Biogas | KTOE | LT | 2009 | nrg_107a | 0.19678
Primary production | 5542 | 5542-Biogas | KTOE | NO | 2009 | nrg_107a | 1.0383
Imports | 5542 | 5542-Biogas | KTOE | BE | 2012 | nrg_107a | 0.079549
Primary production | 3106 | 3106-Natural gas liquids (NGL) | KTOE | NO | 2009 | nrg_110a | 390.8252
Imports | 3106 | 3106-Natural gas liquids (NGL) | KTOE | UK | 2010 | nrg_110a | 33.7079
Imports | 3295 | 3295-Other Oil Products | KTOE | FI | 2009 | nrg_110a | 13.6866
Imports | 3295 | 3295-Other Oil Products | KTOE | UK | 2010 | nrg_110a | 3.1527
Primary production | 5542 | 5542-Biogas | KTOE | LV | 2011 | nrg_110a | 0.9211
Primary production | 5542 | 5542-Biogas | KTOE | LU | 2009 | nrg_110a | 0.46892
Primary production | 5542 | 5542-Biogas | KTOE | NL | 2014 | nrg_110a | 13.0921
Primary production | 5548 | 5548-Other liquid biofuels | KTOE | NL | 2011 | nrg_110a | 0.14235
Imports | 5548 | 5548-Other liquid biofuels | KTOE | BE | 2010 | nrg_110a | 1.0341
Imports | 5548 | 5548-Other liquid biofuels | KTOE | FI | 2011 | nrg_110a | 1.344
Primary production | 3106 | 3106-Natural gas liquids (NGL) | KTOE | SK | 2014 | nrg_102a | 0.11304
Primary production | 5542 | 5542-Biogas | KTOE | TR | 2010 | nrg_107a | 2.847
Imports | 3295 | 3295-Other Oil Products | KTOE | AL | 2009 | nrg_102a | 3.496
Imports | 3295 | 3295-Other Oil Products | KTOE | RO | 2010 | nrg_102a | 0.35588
Primary production | 3106 | 3106-Natural gas liquids (NGL) | KTOE | AT | 2014 | nrg_102a | 0.97552
Primary production | 3106 | 3106-Natural gas liquids (NGL) | KTOE | UK | 2010 | nrg_102a | 177.3822
Imports | 3106 | 3106-Natural gas liquids (NGL) | KTOE | NL | 2014 | nrg_102a | 302.1907
Primary production | 5542 | 5542-Biogas | KTOE | AT | 2012 | nrg_107a | 8.6416
Primary production | 5542 | 5542-Biogas | KTOE | FR | 2009 | nrg_107a | 12.2003
Primary production | 5542 | 5542-Biogas | KTOE | HR | 2010 | nrg_107a | 0.29726
Primary production | 5548 | 5548-Other liquid biofuels | KTOE | BE | 2014 | nrg_107a | 0.066989
Primary production | 3106 | 3106-Natural gas liquids (NGL) | KTOE | AT | 2011 | nrg_110a | 5.0995
Primary production | 3106 | 3106-Natural gas liquids (NGL) | KTOE | FR | 2011 | nrg_110a | 1.1765
Primary production | 3106 | 3106-Natural gas liquids (NGL) | KTOE | UA | 2012 | nrg_110a | 44.2168
Primary production | 5542 | 5542-Biogas | KTOE | AT | 2014 | nrg_110a | 12.2338
Primary production | 5542 | 5542-Biogas | KTOE | FR | 2010 | nrg_110a | 13.7369
Primary production | 3106 | 3106-Natural gas liquids (NGL) | KTOE | NO | 2009 | nrg_102a | 390.8252
Consumption in Oil and gas extraction | 3106 | 3106-Natural gas liquids (NGL) | KTOE | UA | 2014 | nrg_102a | 0.083736
Imports | 3295 | 3295-Other Oil Products | KTOE | RS | 2010 | nrg_102a | 0.041868
Imports | 3295 | 3295-Other Oil Products | KTOE | UA | 2012 | nrg_102a | 5.4387
Imports | 3295 | 3295-Other Oil Products | KTOE | TR | 2010 | nrg_102a | 22.8013
Imports | 3295 | 3295-Other Oil Products | KTOE | DE | 2014 | nrg_102a | 2.5665
Imports | 3295 | 3295-Other Oil Products | KTOE | MD | 2014 | nrg_102a | 0.041868
Primary production | 5542 | 5542-Biogas | KTOE | BE | 2013 | nrg_107a | 7.9131
Primary production | 5542 | 5542-Biogas | KTOE | EE | 2012 | nrg_107a | 0.12142
Primary production | 5542 | 5542-Biogas | KTOE | PL | 2010 | nrg_107a | 4.7981
Primary production | 5542 | 5542-Biogas | KTOE | PT | 2009 | nrg_107a | 0.99646
Primary production | 5542 | 5542-Biogas | KTOE | RO | 2011 | nrg_107a | 0.54847
Imports | 5548 | 5548-Other liquid biofuels | KTOE | IT | 2011 | nrg_107a | 19.9752
Imports | 5548 | 5548-Other liquid biofuels | KTOE | LU | 2014 | nrg_107a | 0.0041868
Primary production | 3106 | 3106-Natural gas liquids (NGL) | KTOE | RS | 2011 | nrg_110a | 1.4277
Imports | 3106 | 3106-Natural gas liquids (NGL) | KTOE | RS | 2012 | nrg_110a | 0.23027
Imports | 3295 | 3295-Other Oil Products | KTOE | DE | 2013 | nrg_110a | 0.80387
Imports | 3295 | 3295-Other Oil Products | KTOE | CZ | 2012 | nrg_110a | 7.0631
Imports | 3295 | 3295-Other Oil Products | KTOE | IT | 2009 | nrg_110a | 11.9994
Imports | 3295 | 3295-Other Oil Products | KTOE | SK | 2013 | nrg_110a | 0.083736
Primary production | 5542 | 5542-Biogas | KTOE | EE | 2012 | nrg_110a | 0.12142
Primary production | 5542 | 5542-Biogas | KTOE | IS | 2009 | nrg_110a | 0.016747
Primary production | 5542 | 5542-Biogas | KTOE | IT | 2009 | nrg_110a | 17.8651
Primary production | 5542 | 5542-Biogas | KTOE | IE | 2009 | nrg_110a | 2.3237
Primary production | 5542 | 5542-Biogas | KTOE | SI | 2014 | nrg_110a | 1.2895
Primary production | 5548 | 5548-Other liquid biofuels | KTOE | SE | 2014 | nrg_110a | 2.7717
Imports | 5548 | 5548-Other liquid biofuels | KTOE | LU | 2010 | nrg_110a | 0.016747
Imports | 3106 | 3106-Natural gas liquids (NGL) | KTOE | BE | 2013 | nrg_102a | 16.2741
Imports | 3106 | 3106-Natural gas liquids (NGL) | KTOE | AT | 2014 | nrg_102a | 6.4602
Imports | 3106 | 3106-Natural gas liquids (NGL) | KTOE | FI | 2011 | nrg_102a | 24.991
Imports | 3295 | 3295-Other Oil Products | KTOE | SK | 2014 | nrg_102a | 0.33494
Imports | 3295 | 3295-Other Oil Products | KTOE | FI | 2011 | nrg_102a | 15.3153
Imports | 3295 | 3295-Other Oil Products | KTOE | FR | 2013 | nrg_102a | 10.3581
Primary production | 5542 | 5542-Biogas | KTOE | LU | 2011 | nrg_107a | 0.51079
Primary production | 5542 | 5542-Biogas | KTOE | NL | 2014 | nrg_107a | 13.0921
Imports | 5500 | 5500-Renewable energies | KTOE | FR | 2011 | nrg_110a | 21.8467
Primary production | 5500 | 5500-Renewable energies | KTOE | NL | 2010 | nrg_100a | 128.271
Imports | 5500 | 5500-Renewable energies | KTOE | AT | 2014 | nrg_100a | 40.0802
Imports | 5500 | 5500-Renewable energies | KTOE | UK | 2012 | nrg_100a | 63.5807
Primary production | 5500 | 5500-Renewable energies | KTOE | SI | 2010 | nrg_107a | 45.9627
Primary production | 5500 | 5500-Renewable energies | KTOE | SK | 2010 | nrg_110a | 58.7743
Primary production | 5500 | 5500-Renewable energies | KTOE | SK | 2009 | nrg_100a | 51.2004
Primary production | 5500 | 5500-Renewable energies | KTOE | TR | 2012 | nrg_100a | 506.6028
Primary production | 5500 | 5500-Renewable energies | KTOE | UA | 2010 | nrg_110a | 117.2848
Imports | 5500 | 5500-Renewable energies | KTOE | NO | 2013 | nrg_107a | 7.0715
Primary production | 5500 | 5500-Renewable energies | KTOE | LV | 2014 | nrg_107a | 99.2774
Primary production | 5500 | 5500-Renewable energies | KTOE | MK | 2012 | nrg_107a | 11.6895
Primary production | 5500 | 5500-Renewable energies | KTOE | PL | 2010 | nrg_107a | 286.6074
Imports | 5500 | 5500-Renewable energies | KTOE | CY | 2011 | nrg_110a | 1.0593
Imports | 5500 | 5500-Renewable energies | KTOE | EE | 2012 | nrg_110a | 0.77037
Primary production | 5500 | 5500-Renewable energies | KTOE | ME | 2011 | nrg_100a | 12.2087
Primary production | 5500 | 5500-Renewable energies | KTOE | PT | 2009 | nrg_100a | 200.3761
Imports | 5500 | 5500-Renewable energies | KTOE | EE | 2011 | nrg_100a | 0.1591
Primary production | 5500 | 5500-Renewable energies | KTOE | HR | 2010 | nrg_110a | 90.7238
Imports | 5500 | 5500-Renewable energies | KTOE | ME | 2012 | nrg_110a | 0.050242
Imports | 5500 | 5500-Renewable energies | KTOE | RO | 2012 | nrg_110a | 7.285
Imports | 5500 | 5500-Renewable energies | KTOE | PT | 2014 | nrg_110a | 2.9894
Primary production | 5500 | 5500-Renewable energies | KTOE | AT | 2012 | nrg_100a | 391.583
Primary production | 5500 | 5500-Renewable energies | KTOE | AL | 2014 | nrg_100a | 25.9833
Primary production | 5500 | 5500-Renewable energies | KTOE | HR | 2010 | nrg_100a | 90.7238
Primary production | 5500 | 5500-Renewable energies | KTOE | FR | 2009 | nrg_100a | 779.176
Imports | 5500 | 5500-Renewable energies | KTOE | RO | 2010 | nrg_100a | 6.7659
Primary production | 5500 | 5500-Renewable energies | KTOE | BG | 2014 | nrg_107a | 77.1334
Primary production | 5500 | 5500-Renewable energies | KTOE | CY | 2013 | nrg_107a | 4.5594
Primary production | 5500 | 5500-Renewable energies | KTOE | ES | 2010 | nrg_107a | 612.7214
Primary production | 5500 | 5500-Renewable energies | KTOE | FI | 2010 | nrg_107a | 394.9241
Primary production | 5500 | 5500-Renewable energies | KTOE | EL | 2012 | nrg_107a | 94.8687
Primary production | 5500 | 5500-Renewable energies | KTOE | RO | 2011 | nrg_107a | 210.4914
Primary production | 5500 | 5500-Renewable energies | KTOE | SE | 2014 | nrg_107a | 698.9737
Primary production | 5500 | 5500-Renewable energies | KTOE | UK | 2010 | nrg_107a | 241.9929
Primary production | 5500 | 5500-Renewable energies | KTOE | XK | 2014 | nrg_107a | 10.9945
Imports | 5500 | 5500-Renewable energies | KTOE | CZ | 2010 | nrg_107a | 5.1037
Imports | 5500 | 5500-Renewable energies | KTOE | DE | 2013 | nrg_107a | 47.4783
Imports | 5500 | 5500-Renewable energies | KTOE | IS | 2013 | nrg_107a | 0.18422
Imports | 5500 | 5500-Renewable energies | KTOE | IE | 2013 | nrg_107a | 3.6844
Imports | 5500 | 5500-Renewable energies | KTOE | FR | 2013 | nrg_107a | 19.1881
Primary production | 5500 | 5500-Renewable energies | KTOE | CZ | 2010 | nrg_110a | 121.4214
Primary production | 5500 | 5500-Renewable energies | KTOE | DE | 2011 | nrg_110a | 1233.2554
Primary production | 5500 | 5500-Renewable energies | KTOE | FI | 2010 | nrg_110a | 394.9241
Primary production | 5500 | 5500-Renewable energies | KTOE | IS | 2011 | nrg_110a | 217.6759
Primary production | 5500 | 5500-Renewable energies | KTOE | RS | 2011 | nrg_110a | 75.8229
Primary production | 5500 | 5500-Renewable energies | KTOE | SI | 2014 | nrg_110a | 49.3917
Primary production | 5500 | 5500-Renewable energies | KTOE | UK | 2013 | nrg_110a | 370.222
Primary production | 5500 | 5500-Renewable energies | KTOE | XK | 2013 | nrg_110a | 10.9192
Imports | 5500 | 5500-Renewable energies | KTOE | LU | 2012 | nrg_110a | 2.2106
Imports | 5500 | 5500-Renewable energies | KTOE | LV | 2012 | nrg_110a | 1.57
Imports | 5500 | 5500-Renewable energies | KTOE | NL | 2014 | nrg_110a | 20.5991
Primary production | 5500 | 5500-Renewable energies | KTOE | BE | 2013 | nrg_100a | 122.0075
Primary production | 5500 | 5500-Renewable energies | KTOE | CZ | 2013 | nrg_100a | 152.4372
Primary production | 5500 | 5500-Renewable energies | KTOE | IE | 2013 | nrg_100a | 31.6271
Primary production | 5500 | 5500-Renewable energies | KTOE | IT | 2013 | nrg_100a | 983.8896
Primary production | 5500 | 5500-Renewable energies | KTOE | RS | 2010 | nrg_100a | 86.4239
Primary production | 5500 | 5500-Renewable energies | KTOE | UA | 2010 | nrg_100a | 117.2848
Imports | 5500 | 5500-Renewable energies | KTOE | CZ | 2012 | nrg_100a | 8.742
Imports | 5500 | 5500-Renewable energies | KTOE | HR | 2012 | nrg_100a | 0.27214
Imports | 5500 | 5500-Renewable energies | KTOE | MD | 2009 | nrg_100a | 0.0083736
Imports | 5500 | 5500-Renewable energies | KTOE | LU | 2012 | nrg_100a | 2.2106
Imports | 5500 | 5500-Renewable energies | KTOE | IT | 2011 | nrg_100a | 123.7827
Imports | 5500 | 5500-Renewable energies | KTOE | LT | 2010 | nrg_100a | 2.7005
Imports | 5500 | 5500-Renewable energies | KTOE | NL | 2013 | nrg_100a | 23.4335
Imports | 5500 | 5500-Renewable energies | KTOE | SK | 2014 | nrg_100a | 2.8973
Imports | 3220 | 3220-Liquified petroleum gas (LPG) | KTOE | HR | 2014 | nrg_110a | 2.0641
Imports | 3220 | 3220-Liquified petroleum gas (LPG) | KTOE | MD | 2012 | nrg_110a | 3.5881
Imports | 3220 | 3220-Liquified petroleum gas (LPG) | KTOE | LV | 2009 | nrg_110a | 4.8274
Imports | 3220 | 3220-Liquified petroleum gas (LPG) | KTOE | LT | 2014 | nrg_110a | 5.2
Imports | 3220 | 3220-Liquified petroleum gas (LPG) | KTOE | TR | 2011 | nrg_110a | 140.2076
Transformation input in Gas Works | 3220 | 3220-Liquified petroleum gas (LPG) | KTOE | ES | 2013 | nrg_110a | 0.69082
Consumption in Coke Ovens | 3220 | 3220-Liquified petroleum gas (LPG) | KTOE | PL | 2009 | nrg_110a | 0.046055
Imports | 3220 | 3220-Liquified petroleum gas (LPG) | KTOE | BG | 2011 | nrg_102a | 12.3259
Imports | 3220 | 3220-Liquified petroleum gas (LPG) | KTOE | DK | 2013 | nrg_102a | 0.82899
Imports | 3220 | 3220-Liquified petroleum gas (LPG) | KTOE | FR | 2011 | nrg_102a | 123.9251
Imports | 5544 | 5544-Charcoal | KTOE | BG | 2014 | nrg_107a | 0.025121
Imports | 5544 | 5544-Charcoal | KTOE | SK | 2013 | nrg_107a | 0.025121
Imports | 3220 | 3220-Liquified petroleum gas (LPG) | KTOE | BE | 2014 | nrg_110a | 84.1798
Imports | 3220 | 3220-Liquified petroleum gas (LPG) | KTOE | UK | 2010 | nrg_110a | 16.6174
Imports | 3220 | 3220-Liquified petroleum gas (LPG) | KTOE | XK | 2014 | nrg_110a | 1.4277
Consumption in Coal Mines | 3220 | 3220-Liquified petroleum gas (LPG) | KTOE | BG | 2009 | nrg_110a | 0.046055
Consumption in Oil and gas extraction | 3220 | 3220-Liquified petroleum gas (LPG) | KTOE | AL | 2014 | nrg_110a | 0.14235
Imports | 3220 | 3220-Liquified petroleum gas (LPG) | KTOE | AT | 2012 | nrg_110a | 3.6886
Imports | 3220 | 3220-Liquified petroleum gas (LPG) | KTOE | AL | 2009 | nrg_110a | 3.8812
Imports | 3220 | 3220-Liquified petroleum gas (LPG) | KTOE | PL | 2011 | nrg_110a | 92.0007
Imports | 3220 | 3220-Liquified petroleum gas (LPG) | KTOE | CZ | 2014 | nrg_102a | 3.8979
Imports | 3220 | 3220-Liquified petroleum gas (LPG) | KTOE | RS | 2010 | nrg_102a | 12.0664
Imports | 3220 | 3220-Liquified petroleum gas (LPG) | KTOE | PT | 2013 | nrg_102a | 27.7836
Imports | 3220 | 3220-Liquified petroleum gas (LPG) | KTOE | CY | 2010 | nrg_110a | 2.4116
Imports | 3220 | 3220-Liquified petroleum gas (LPG) | KTOE | RS | 2014 | nrg_110a | 7.6158
Consumption in Oil and gas extraction | 3220 | 3220-Liquified petroleum gas (LPG) | KTOE | HU | 2011 | nrg_102a | 0.51498
Imports | 3220 | 3220-Liquified petroleum gas (LPG) | KTOE | MK | 2011 | nrg_102a | 1.8757
Imports | 3220 | 3220-Liquified petroleum gas (LPG) | KTOE | ES | 2013 | nrg_110a | 14.9971
Imports | 3220 | 3220-Liquified petroleum gas (LPG) | KTOE | MK | 2010 | nrg_110a | 1.9217
Imports | 3220 | 3220-Liquified petroleum gas (LPG) | KTOE | ME | 2011 | nrg_110a | 0.89179
Imports | 3220 | 3220-Liquified petroleum gas (LPG) | KTOE | RO | 2012 | nrg_110a | 4.0444
Consumption in Oil and gas extraction | 3220 | 3220-Liquified petroleum gas (LPG) | KTOE | HU | 2010 | nrg_110a | 0.56522
Imports | 3220 | 3220-Liquified petroleum gas (LPG) | KTOE | DE | 2009 | nrg_102a | 41.106
Imports | 3220 | 3220-Liquified petroleum gas (LPG) | KTOE | HR | 2010 | nrg_102a | 0.65733
Imports | 3220 | 3220-Liquified petroleum gas (LPG) | KTOE | LT | 2014 | nrg_102a | 5.2
Imports | 3220 | 3220-Liquified petroleum gas (LPG) | KTOE | NL | 2011 | nrg_102a | 104.3141
Imports | 3220 | 3220-Liquified petroleum gas (LPG) | KTOE | SK | 2014 | nrg_102a | 2.2525
Imports | 5544 | 5544-Charcoal | KTOE | HR | 2014 | nrg_107a | 0.13816
Imports | 5544 | 5544-Charcoal | KTOE | LT | 2012 | nrg_107a | 0.029308
Imports | 5544 | 5544-Charcoal | KTOE | LV | 2012 | nrg_107a | 0.029308
Imports | 5544 | 5544-Charcoal | KTOE | UA | 2012 | nrg_107a | 0.029308
Imports | 3220 | 3220-Liquified petroleum gas (LPG) | KTOE | CZ | 2009 | nrg_110a | 3.5504
Imports | 3220 | 3220-Liquified petroleum gas (LPG) | KTOE | IS | 2014 | nrg_110a | 0.09211
Imports | 3220 | 3220-Liquified petroleum gas (LPG) | KTOE | HU | 2012 | nrg_110a | 7.754
Imports | 3220 | 3220-Liquified petroleum gas (LPG) | KTOE | HR | 2011 | nrg_110a | 0.65733
Imports | 3220 | 3220-Liquified petroleum gas (LPG) | KTOE | MD | 2009 | nrg_110a | 2.8052
Imports | 3220 | 3220-Liquified petroleum gas (LPG) | KTOE | LT | 2011 | nrg_110a | 5.2
Transformation input in Gas Works | 3220 | 3220-Liquified petroleum gas (LPG) | KTOE | ES | 2010 | nrg_110a | 0.78293
Imports | 5544 | 5544-Charcoal | KTOE | IT | 2012 | nrg_110a | 1.8464
Imports | 5544 | 5544-Charcoal | KTOE | LV | 2014 | nrg_110a | 0.058615
Imports | 3220 | 3220-Liquified petroleum gas (LPG) | KTOE | BE | 2013 | nrg_102a | 80.1772
Imports | 3220 | 3220-Liquified petroleum gas (LPG) | KTOE | DK | 2010 | nrg_102a | 0.32238
Imports | 3220 | 3220-Liquified petroleum gas (LPG) | KTOE | BE | 2011 | nrg_110a | 82.2497
Imports | 3220 | 3220-Liquified petroleum gas (LPG) | KTOE | FI | 2012 | nrg_110a | 13.3978
Imports | 3220 | 3220-Liquified petroleum gas (LPG) | KTOE | XK | 2011 | nrg_110a | 2.1185
Imports | 5544 | 5544-Charcoal | KTOE | UA | 2014 | nrg_110a | 0.029308
Imports | 3220 | 3220-Liquified petroleum gas (LPG) | KTOE | AT | 2010 | nrg_102a | 5.2461
Imports | 5544 | 5544-Charcoal | KTOE | AT | 2014 | nrg_107a | 0.36844
Imports | 3220 | 3220-Liquified petroleum gas (LPG) | KTOE | NO | 2009 | nrg_110a | 7.3771
Imports | 3220 | 3220-Liquified petroleum gas (LPG) | KTOE | BG | 2010 | nrg_110a | 12.7865
Imports | 3220 | 3220-Liquified petroleum gas (LPG) | KTOE | SE | 2010 | nrg_110a | 41.6294
Imports | 5544 | 5544-Charcoal | KTOE | CY | 2012 | nrg_110a | 0.33913
Imports | 3220 | 3220-Liquified petroleum gas (LPG) | KTOE | MT | 2009 | nrg_110a | 0.96715
Imports | 3234 | 3234-Gasoline (without bio components) | KTOE | MK | 2012 | nrg_102a | 4.7185
Primary production | 7100 | 7100-Industrial wastes | KTOE | BE | 2011 | nrg_108a | 13.5066
Imports | 3234 | 3234-Gasoline (without bio components) | KTOE | ES | 2009 | nrg_110a | 14.905
Imports | 3234 | 3234-Gasoline (without bio components) | KTOE | MT | 2009 | nrg_110a | 3.1862
Imports | 3234 | 3234-Gasoline (without bio components) | KTOE | PT | 2010 | nrg_110a | 7.8335
Primary production | 7100 | 7100-Industrial wastes | KTOE | AT | 2011 | nrg_110a | 22.4036
Imports | 3234 | 3234-Gasoline (without bio components) | KTOE | HU | 2013 | nrg_102a | 8.5369
Imports | 3234 | 3234-Gasoline (without bio components) | KTOE | IS | 2013 | nrg_102a | 5.9704
Imports | 3234 | 3234-Gasoline (without bio components) | KTOE | IE | 2011 | nrg_102a | 50.878
Imports | 3234 | 3234-Gasoline (without bio components) | KTOE | LU | 2009 | nrg_102a | 16.316
Primary production | 7100 | 7100-Industrial wastes | KTOE | IT | 2012 | nrg_108a | 13.628
Primary production | 7100 | 7100-Industrial wastes | KTOE | SE | 2011 | nrg_108a | 1.5826
Imports | 3234 | 3234-Gasoline (without bio components) | KTOE | HR | 2013 | nrg_110a | 4.4129
Imports | 3234 | 3234-Gasoline (without bio components) | KTOE | LV | 2013 | nrg_110a | 9.8934
Imports | 3234 | 3234-Gasoline (without bio components) | KTOE | MD | 2012 | nrg_110a | 7.2306
Imports | 3234 | 3234-Gasoline (without bio components) | KTOE | LU | 2013 | nrg_110a | 13.6029
Primary production | 7100 | 7100-Industrial wastes | KTOE | EL | 2011 | nrg_110a | 1.1765
Imports | 3234 | 3234-Gasoline (without bio components) | KTOE | FI | 2013 | nrg_102a | 26.402
Imports | 3234 | 3234-Gasoline (without bio components) | KTOE | UK | 2013 | nrg_102a | 198.9777
Primary production | 7100 | 7100-Industrial wastes | KTOE | LU | 2010 | nrg_108a | 0.59871
Imports | 3234 | 3234-Gasoline (without bio components) | KTOE | AT | 2013 | nrg_110a | 31.8448
Imports | 3234 | 3234-Gasoline (without bio components) | KTOE | SI | 2011 | nrg_110a | 31.0451
Imports | 3234 | 3234-Gasoline (without bio components) | KTOE | UA | 2009 | nrg_110a | 73.7002
Primary production | 7100 | 7100-Industrial wastes | KTOE | SK | 2009 | nrg_110a | 1.1011
Imports | 3234 | 3234-Gasoline (without bio components) | KTOE | NO | 2012 | nrg_102a | 7.7707
Imports | 3234 | 3234-Gasoline (without bio components) | KTOE | RS | 2013 | nrg_102a | 2.3279
Primary production | 7100 | 7100-Industrial wastes | KTOE | PT | 2014 | nrg_108a | 2.6796
Imports | 3234 | 3234-Gasoline (without bio components) | KTOE | EE | 2012 | nrg_110a | 22.2193
Primary production | 7100 | 7100-Industrial wastes | KTOE | PT | 2014 | nrg_110a | 2.6796
Imports | 3234 | 3234-Gasoline (without bio components) | KTOE | ME | 2013 | nrg_102a | 2.0055
Imports | 3234 | 3234-Gasoline (without bio components) | KTOE | PT | 2012 | nrg_102a | 6.9501
Imports | 3234 | 3234-Gasoline (without bio components) | KTOE | RO | 2009 | nrg_102a | 2.7842
Primary production | 7100 | 7100-Industrial wastes | KTOE | UK | 2010 | nrg_108a | 2.4409
Imports | 7100 | 7100-Industrial wastes | KTOE | PT | 2013 | nrg_108a | 1.0886
Imports | 3234 | 3234-Gasoline (without bio components) | KTOE | ME | 2013 | nrg_110a | 2.0055
Primary production | 7100 | 7100-Industrial wastes | KTOE | HR | 2009 | nrg_110a | 0.37263
Primary production | 7100 | 7100-Industrial wastes | KTOE | UK | 2012 | nrg_110a | 13.314
Imports | 3234 | 3234-Gasoline (without bio components) | KTOE | DE | 2011 | nrg_102a | 82.0362
Imports | 3234 | 3234-Gasoline (without bio components) | KTOE | HR | 2012 | nrg_102a | 7.5362
Imports | 3234 | 3234-Gasoline (without bio components) | KTOE | UA | 2010 | nrg_102a | 93.194
Primary production | 7100 | 7100-Industrial wastes | KTOE | BG | 2010 | nrg_108a | 0.35169
Primary production | 7100 | 7100-Industrial wastes | KTOE | CY | 2010 | nrg_108a | 0.29726
Primary production | 7100 | 7100-Industrial wastes | KTOE | DE | 2014 | nrg_108a | 52.9672
Primary production | 7100 | 7100-Industrial wastes | KTOE | EL | 2013 | nrg_108a | 0.88341
Primary production | 7100 | 7100-Industrial wastes | KTOE | RS | 2010 | nrg_108a | 0.38937
Imports | 3234 | 3234-Gasoline (without bio components) | KTOE | DE | 2012 | nrg_110a | 67.1437
Imports | 3234 | 3234-Gasoline (without bio components) | KTOE | CZ | 2009 | nrg_110a | 29.8561
Imports | 3234 | 3234-Gasoline (without bio components) | KTOE | IE | 2012 | nrg_110a | 45.1672
Imports | 3234 | 3234-Gasoline (without bio components) | KTOE | FR | 2012 | nrg_110a | 16.7472
Primary production | 7100 | 7100-Industrial wastes | KTOE | BG | 2014 | nrg_110a | 0.9504
Primary production | 7100 | 7100-Industrial wastes | KTOE | CZ | 2009 | nrg_110a | 6.7449
Primary production | 7100 | 7100-Industrial wastes | KTOE | DE | 2010 | nrg_110a | 65.8416
Primary production | 7100 | 7100-Industrial wastes | KTOE | FI | 2010 | nrg_110a | 1.7836
Primary production | 7100 | 7100-Industrial wastes | KTOE | SI | 2013 | nrg_110a | 1.4528
Primary production | 7100 | 7100-Industrial wastes | KTOE | RS | 2010 | nrg_110a | 0.38937
Imports | 3234 | 3234-Gasoline (without bio components) | KTOE | BG | 2010 | nrg_102a | 11.3504
Imports | 3234 | 3234-Gasoline (without bio components) | KTOE | DK | 2012 | nrg_102a | 33.2013
Imports | 3234 | 3234-Gasoline (without bio components) | KTOE | FR | 2010 | nrg_102a | 38.7488
Imports | 3234 | 3234-Gasoline (without bio components) | KTOE | BE | 2010 | nrg_110a | 45.1881
Imports | 3234 | 3234-Gasoline (without bio components) | KTOE | UK | 2009 | nrg_110a | 124.1135
Primary production | 7100 | 7100-Industrial wastes | KTOE | LV | 2014 | nrg_110a | 0.16747
Imports | 3234 | 3234-Gasoline (without bio components) | KTOE | NO | 2010 | nrg_102a | 11.5388
Imports | 5540 | 5540-Biomass and renewable wastes | KTOE | CY | 2010 | nrg_107a | 0.9839
Imports | 5540 | 5540-Biomass and renewable wastes | KTOE | EE | 2012 | nrg_107a | 0.77037
Consumption in BKB / PB Plants | 5540 | 5540-Biomass and renewable wastes | KTOE | LT | 2010 | nrg_107a | 0.0041868
Imports | 5547 | 5547-Biodiesels | KTOE | RO | 2013 | nrg_107a | 2.2148
Primary production | 5547 | 5547-Biodiesels | KTOE | PL | 2011 | nrg_107a | 13.9504
Primary production | 5547 | 5547-Biodiesels | KTOE | MK | 2011 | nrg_107a | 0.16747
Primary production | 5547 | 5547-Biodiesels | KTOE | RO | 2012 | nrg_107a | 3.7137
Imports | 2121 | 2121-Coke Oven Coke | KTOE | BG | 2014 | nrg_110a | 2.5665
Primary production | 5547 | 5547-Biodiesels | KTOE | LV | 2011 | nrg_110a | 2.2274
Imports | 5547 | 5547-Biodiesels | KTOE | CY | 2013 | nrg_110a | 0.55684
Primary production | 2100 | 2100-Hard coal and derivatives | KTOE | UK | 2009 | nrg_101a | 421.4726
Imports | 2100 | 2100-Hard coal and derivatives | KTOE | EL | 2010 | nrg_101a | 16.6258
Imports | 2100 | 2100-Hard coal and derivatives | KTOE | PT | 2010 | nrg_101a | 68.2113
Transformation input in Coke Ovens | 2100 | 2100-Hard coal and derivatives | KTOE | HU | 2009 | nrg_101a | 32.2091
Transformation output from Patent Fuel Plants | 2100 | 2100-Hard coal and derivatives | KTOE | UK | 2012 | nrg_101a | 7.5614
Transformation output from Coke Ovens | 2100 | 2100-Hard coal and derivatives | KTOE | FI | 2010 | nrg_101a | 23.7978
Transformation output from Coke Ovens | 2100 | 2100-Hard coal and derivatives | KTOE | ES | 2014 | nrg_101a | 46.3144
Transformation output from Coke Ovens | 2100 | 2100-Hard coal and derivatives | KTOE | IT | 2012 | nrg_101a | 119.2443
Transformation output from Coke Ovens | 2121 | 2121-Coke Oven Coke | KTOE | FR | 2014 | nrg_101a | 92.2561
Transformation output from Coke Ovens | 2121 | 2121-Coke Oven Coke | KTOE | HU | 2010 | nrg_101a | 29.0145
Imports | 3286 | 3286-Paraffin Waxes | KTOE | PL | 2014 | nrg_102a | 2.6
Primary production | 5540 | 5540-Biomass and renewable wastes | KTOE | AT | 2011 | nrg_107a | 207.1419
Primary production | 5540 | 5540-Biomass and renewable wastes | KTOE | HR | 2013 | nrg_107a | 63.2542
Primary production | 5540 | 5540-Biomass and renewable wastes | KTOE | XK | 2009 | nrg_107a | 9.7846
Imports | 5540 | 5540-Biomass and renewable wastes | KTOE | MT | 2013 | nrg_107a | 0.13398
Imports | 5540 | 5540-Biomass and renewable wastes | KTOE | MK | 2010 | nrg_107a | 0.34332
Imports | 5547 | 5547-Biodiesels | KTOE | MT | 2014 | nrg_107a | 0.16329
Imports | 5547 | 5547-Biodiesels | KTOE | PL | 2010 | nrg_107a | 15.2693
Primary production | 5547 | 5547-Biodiesels | KTOE | AT | 2011 | nrg_107a | 8.7295
Imports | 2121 | 2121-Coke Oven Coke | KTOE | ES | 2009 | nrg_110a | 3.4499
Transformation input in Coke Ovens | 2121 | 2121-Coke Oven Coke | KTOE | HU | 2009 | nrg_110a | 0.083736
Consumption in Coke Ovens | 2121 | 2121-Coke Oven Coke | KTOE | FR | 2009 | nrg_110a | 0.11304
Transformation output from Coke Ovens | 2121 | 2121-Coke Oven Coke | KTOE | FI | 2012 | nrg_110a | 25.1082
Transformation output from Coke Ovens | 2121 | 2121-Coke Oven Coke | KTOE | IT | 2014 | nrg_110a | 54.7215
Consumption in Coal Mines | 2410 | 2410-Oil shale and oil sands | KTOE | EE | 2012 | nrg_110a | 0.10048
Imports | 3286 | 3286-Paraffin Waxes | KTOE | MK | 2012 | nrg_110a | 0.041868
Primary production | 2100 | 2100-Hard coal and derivatives | KTOE | BG | 2013 | nrg_101a | 0.12142
Primary production | 2100 | 2100-Hard coal and derivatives | KTOE | DE | 2014 | nrg_101a | 230.0688
Primary production | 2100 | 2100-Hard coal and derivatives | KTOE | ES | 2009 | nrg_101a | 159.5548
Primary production | 2100 | 2100-Hard coal and derivatives | KTOE | RO | 2010 | nrg_101a | 0.087923
Imports | 2100 | 2100-Hard coal and derivatives | KTOE | CZ | 2013 | nrg_101a | 76.8403
Imports | 2100 | 2100-Hard coal and derivatives | KTOE | IS | 2010 | nrg_101a | 3.6844
Transformation input in Coke Ovens | 2100 | 2100-Hard coal and derivatives | KTOE | NL | 2012 | nrg_101a | 78.6155
Transformation input in Coke Ovens | 2100 | 2100-Hard coal and derivatives | KTOE | PL | 2012 | nrg_101a | 352.516
Transformation input in Coke Ovens | 2100 | 2100-Hard coal and derivatives | KTOE | UK | 2012 | nrg_101a | 150.1303
Transformation input in Gas Works | 2100 | 2100-Hard coal and derivatives | KTOE | UA | 2011 | nrg_101a | 1.6538
Transformation output from Coke Ovens | 2100 | 2100-Hard coal and derivatives | KTOE | RO | 2009 | nrg_101a | 9.7176
Transformation output from Coke Ovens | 2100 | 2100-Hard coal and derivatives | KTOE | SE | 2013 | nrg_101a | 30.752
Primary production | 2118 | 2118-Sub-bituminous Coal | KTOE | ES | 2013 | nrg_101a | 24.3253
Imports | 2121 | 2121-Coke Oven Coke | KTOE | DE | 2009 | nrg_101a | 73.3318
Imports | 2121 | 2121-Coke Oven Coke | KTOE | HU | 2011 | nrg_101a | 0.25539
Imports | 2121 | 2121-Coke Oven Coke | KTOE | LU | 2013 | nrg_101a | 0.029308
Imports | 2121 | 2121-Coke Oven Coke | KTOE | IS | 2012 | nrg_101a | 1.2267
Imports | 2121 | 2121-Coke Oven Coke | KTOE | NL | 2014 | nrg_101a | 13.3391
Transformation output from Coke Ovens | 2121 | 2121-Coke Oven Coke | KTOE | SK | 2011 | nrg_101a | 46.172
Imports | 3286 | 3286-Paraffin Waxes | KTOE | DE | 2012 | nrg_102a | 13.4313
Imports | 3286 | 3286-Paraffin Waxes | KTOE | FR | 2010 | nrg_102a | 4.1617
Imports | 3286 | 3286-Paraffin Waxes | KTOE | LV | 2009 | nrg_102a | 0.29308
Primary production | 5540 | 5540-Biomass and renewable wastes | KTOE | EE | 2009 | nrg_107a | 35.3826
Primary production | 5540 | 5540-Biomass and renewable wastes | KTOE | SE | 2013 | nrg_107a | 445.1824
Imports | 5540 | 5540-Biomass and renewable wastes | KTOE | DE | 2011 | nrg_107a | 58.3556
Imports | 2210 | 2210-Lignite/Brown Coal | KTOE | LT | 2010 | nrg_110a | 0.01256
Imports | 2210 | 2210-Lignite/Brown Coal | KTOE | NL | 2012 | nrg_110a | 0.61965
Consumption in Coal Mines | 2210 | 2210-Lignite/Brown Coal | KTOE | PL | 2010 | nrg_110a | 0.28889
Consumption in Coal Mines | 2210 | 2210-Lignite/Brown Coal | KTOE | SK | 2009 | nrg_110a | 0.020934
Primary production | 3105 | 3105-Crude oil (without NGL) | KTOE | CZ | 2012 | nrg_110a | 6.6403
Primary production | 3105 | 3105-Crude oil (without NGL) | KTOE | EL | 2011 | nrg_110a | 4.1742
Primary production | 3105 | 3105-Crude oil (without NGL) | KTOE | RS | 2014 | nrg_110a | 46.7582
Primary production | 3105 | 3105-Crude oil (without NGL) | KTOE | UA | 2010 | nrg_110a | 110.3222
Imports | 3105 | 3105-Crude oil (without NGL) | KTOE | DE | 2011 | nrg_110a | 3746.8804
Imports | 3105 | 3105-Crude oil (without NGL) | KTOE | IE | 2010 | nrg_110a | 128.8278
Imports | 3105 | 3105-Crude oil (without NGL) | KTOE | LT | 2010 | nrg_110a | 383.5569
Imports | 3105 | 3105-Crude oil (without NGL) | KTOE | TR | 2012 | nrg_110a | 850.9629
Imports | 3270A | 3270A-Total fuel oil | KTOE | CZ | 2009 | nrg_110a | 4.2412
Imports | 3270A | 3270A-Total fuel oil | KTOE | FR | 2010 | nrg_110a | 328.4796
Imports | 3270A | 3270A-Total fuel oil | KTOE | IE | 2010 | nrg_110a | 12.1208
Imports | 3270A | 3270A-Total fuel oil | KTOE | MD | 2009 | nrg_110a | 1.8003
Imports | 3270A | 3270A-Total fuel oil | KTOE | TR | 2013 | nrg_110a | 29.6007
Primary production | 4000 | 4000-Gas | KTOE | ES | 2013 | nrg_110a | 2.085
Imports | 4000 | 4000-Gas | KTOE | HU | 2012 | nrg_110a | 282.3997
Imports | 4000 | 4000-Gas | KTOE | MD | 2013 | nrg_110a | 72.7247
Imports | 4000 | 4000-Gas | KTOE | LV | 2013 | nrg_110a | 58.3012
Imports | 4000 | 4000-Gas | KTOE | NL | 2014 | nrg_110a | 873.8563
Imports | 4000 | 4000-Gas | KTOE | TR | 2012 | nrg_110a | 1583.1212
Transformation input in Coke Ovens | 4000 | 4000-Gas | KTOE | UK | 2010 | nrg_110a | 0.85411
Transformation input in Gas Works | 4000 | 4000-Gas | KTOE | HR | 2014 | nrg_110a | 0.037681
Consumption in Oil and gas extraction | 4000 | 4000-Gas | KTOE | NO | 2013 | nrg_110a | 148.7151
Consumption in Oil and gas extraction | 4000 | 4000-Gas | KTOE | UA | 2010 | nrg_110a | 28.2986
Consumption in Oil and gas extraction | 4000 | 4000-Gas | KTOE | UK | 2010 | nrg_110a | 198.044
Consumption in Coal Mines | 4000 | 4000-Gas | KTOE | PL | 2012 | nrg_110a | 0.82899
Consumption in Coke Ovens | 4000 | 4000-Gas | KTOE | NL | 2011 | nrg_110a | 7.4944
Primary production | 4100 | 4100-Natural gas | KTOE | HR | 2013 | nrg_110a | 63.1076
Primary production | 4100 | 4100-Natural gas | KTOE | FR | 2009 | nrg_110a | 31.9662
Primary production | 4100 | 4100-Natural gas | KTOE | UA | 2010 | nrg_110a | 646.0442
Consumption in Oil and gas extraction | 4100 | 4100-Natural gas | KTOE | ES | 2011 | nrg_110a | 0.020934
Consumption in Oil and gas extraction | 4100 | 4100-Natural gas | KTOE | FR | 2009 | nrg_110a | 0.6029
Consumption in Oil and gas extraction | 4100 | 4100-Natural gas | KTOE | HR | 2009 | nrg_110a | 6.6905
Consumption in Coke Ovens | 4100 | 4100-Natural gas | KTOE | FR | 2013 | nrg_110a | 0.18003
Consumption in Pipeline transport | 4100 | 4100-Natural gas | KTOE | CZ | 2010 | nrg_110a | 2.7382
Consumption in Pipeline transport | 4100 | 4100-Natural gas | KTOE | FI | 2014 | nrg_110a | 0.25121
Primary production | 5100 | 5100-Nuclear heat | KTOE | HU | 2010 | nrg_110a | 170.721
Primary production | 5100 | 5100-Nuclear heat | KTOE | UK | 2013 | nrg_110a | 762.5544
Primary production | 7200 | 7200-Waste (non-renewable) | KTOE | UK | 2014 | nrg_110a | 28.1814
Primary production | 4000 | 4000-Gas | KTOE | AL | 2009 | nrg_100a | 0.30982
Primary production | 4000 | 4000-Gas | KTOE | HU | 2012 | nrg_100a | 74.0268
Primary production | 4000 | 4000-Gas | KTOE | UK | 2010 | nrg_100a | 2154.8706
Primary production | 7200 | 7200-Waste (non-renewable) | KTOE | BE | 2014 | nrg_100a | 27.792
Primary production | 7200 | 7200-Waste (non-renewable) | KTOE | FR | 2014 | nrg_100a | 51.9582
Primary production | 7200 | 7200-Waste (non-renewable) | KTOE | HU | 2014 | nrg_100a | 3.8644
Primary production | 7200 | 7200-Waste (non-renewable) | KTOE | UK | 2011 | nrg_100a | 28.3237
Imports | 7200 | 7200-Waste (non-renewable) | KTOE | NL | 2014 | nrg_100a | 7.1845
Transformation output from Coke Ovens | 4000 | 4000-Gas | KTOE | HU | 2011 | nrg_100a | 8.6164
Imports | 4000 | 4000-Gas | KTOE | ES | 2010 | nrg_100a | 1337.8836
Consumption in Coke Ovens | 4000 | 4000-Gas | KTOE | FR | 2014 | nrg_100a | 14.0383
Consumption in Pipeline transport | 4000 | 4000-Gas | KTOE | FR | 2010 | nrg_100a | 0.066989
Primary production | 5100 | 5100-Nuclear heat | KTOE | UK | 2014 | nrg_100a | 688.4774
Imports | 2210 | 2210-Lignite/Brown Coal | KTOE | FR | 2011 | nrg_101a | 1.3942
Imports | 2210 | 2210-Lignite/Brown Coal | KTOE | LT | 2014 | nrg_101a | 0.01256
Imports | 2210 | 2210-Lignite/Brown Coal | KTOE | NL | 2010 | nrg_101a | 0.51916
Primary production | 2210 | 2210-Lignite/Brown Coal | KTOE | BG | 2010 | nrg_101a | 206.0659
Primary production | 2210 | 2210-Lignite/Brown Coal | KTOE | DE | 2011 | nrg_101a | 1595.2252
Primary production | 2210 | 2210-Lignite/Brown Coal | KTOE | RO | 2014 | nrg_101a | 184.4285
Primary production | 2210 | 2210-Lignite/Brown Coal | KTOE | RS | 2011 | nrg_101a | 327.6087
Imports | 2210 | 2210-Lignite/Brown Coal | KTOE | CZ | 2010 | nrg_101a | 0.84992
Primary production | 3105 | 3105-Crude oil (without NGL) | KTOE | CZ | 2014 | nrg_102a | 6.4016
Primary production | 3105 | 3105-Crude oil (without NGL) | KTOE | DK | 2013 | nrg_102a | 364.1134
Consumption in Coal Mines | 3000 | 3000-Total petroleum products | KTOE | MK | 2009 | nrg_110a | 0.041868
Consumption in Coal Mines | 3000 | 3000-Total petroleum products | KTOE | RO | 2011 | nrg_110a | 0.25539
Transformation output from Coke Ovens | 2000 | 2000-Solid fuels | KTOE | FI | 2011 | nrg_100a | 24.3588
Transformation output from Coke Ovens | 2000 | 2000-Solid fuels | KTOE | IT | 2013 | nrg_100a | 68.8268
Primary production | 3000 | 3000-Total petroleum products | KTOE | AL | 2010 | nrg_100a | 31.0074
Primary production | 2000 | 2000-Solid fuels | KTOE | AT | 2010 | nrg_100a | 0.0083736
Primary production | 2000 | 2000-Solid fuels | KTOE | HU | 2014 | nrg_100a | 66.4864
Primary production | 2000 | 2000-Solid fuels | KTOE | UA | 2012 | nrg_100a | 1639.5048
Primary production | 2000 | 2000-Solid fuels | KTOE | XK | 2014 | nrg_100a | 56.2036
Primary production | 2000 | 2000-Solid fuels | KTOE | UK | 2012 | nrg_100a | 399.0397
Imports | 2000 | 2000-Solid fuels | KTOE | EL | 2009 | nrg_100a | 7.1008
Imports | 2000 | 2000-Solid fuels | KTOE | ME | 2012 | nrg_100a | 0.0083736
Transformation input in Patent Fuel Plants | 3000 | 3000-Total petroleum products | KTOE | UK | 2013 | nrg_100a | 3.7723
Transformation input in Coke Ovens | 2000 | 2000-Solid fuels | KTOE | AT | 2013 | nrg_100a | 52.3099
Consumption in Coal Mines | 2000 | 2000-Solid fuels | KTOE | RO | 2009 | nrg_100a | 0.12142
Imports | 3000 | 3000-Total petroleum products | KTOE | ES | 2014 | nrg_100a | 3307.3124
Imports | 3000 | 3000-Total petroleum products | KTOE | MK | 2011 | nrg_100a | 53.6999
Consumption in Pipeline transport | 3000 | 3000-Total petroleum products | KTOE | PL | 2010 | nrg_100a | 0.041868
Transformation output from Patent Fuel Plants | 2000 | 2000-Solid fuels | KTOE | HU | 2009 | nrg_101a | 0.26377
Transformation input in Coke Ovens | 2000 | 2000-Solid fuels | KTOE | NL | 2009 | nrg_101a | 71.2175
Transformation input in Coke Ovens | 2000 | 2000-Solid fuels | KTOE | PL | 2009 | nrg_101a | 276.6009
Transformation input in Coke Ovens | 2000 | 2000-Solid fuels | KTOE | TR | 2012 | nrg_101a | 155.7699
Transformation input in Gas Works | 2000 | 2000-Solid fuels | KTOE | CZ | 2013 | nrg_101a | 16.7891
Transformation input in Gas Works | 2000 | 2000-Solid fuels | KTOE | EE | 2010 | nrg_101a | 11.3295
Transformation input in BKB / PB Plants | 2000 | 2000-Solid fuels | KTOE | FI | 2010 | nrg_101a | 0.39356
Primary production | 2000 | 2000-Solid fuels | KTOE | CZ | 2013 | nrg_101a | 739.9583
Primary production | 2000 | 2000-Solid fuels | KTOE | DE | 2009 | nrg_101a | 1942.0304
Primary production | 2000 | 2000-Solid fuels | KTOE | EE | 2014 | nrg_101a | 191.6843
Primary production | 2000 | 2000-Solid fuels | KTOE | HU | 2009 | nrg_101a | 65.1466
Imports | 2000 | 2000-Solid fuels | KTOE | LV | 2012 | nrg_101a | 3.9523
Imports | 2000 | 2000-Solid fuels | KTOE | LU | 2012 | nrg_101a | 2.2358
Imports | 2000 | 2000-Solid fuels | KTOE | TR | 2011 | nrg_101a | 650.5324
Consumption in Coal Mines | 2000 | 2000-Solid fuels | KTOE | CZ | 2009 | nrg_101a | 0.050242
Consumption in Coal Mines | 2000 | 2000-Solid fuels | KTOE | RO | 2010 | nrg_101a | 0.062802
Consumption in Coal Mines | 2000 | 2000-Solid fuels | KTOE | SK | 2014 | nrg_101a | 0.01256
Consumption in Coke Ovens | 2000 | 2000-Solid fuels | KTOE | IT | 2010 | nrg_101a | 1.6119
Primary production | 3000 | 3000-Total petroleum products | KTOE | CZ | 2013 | nrg_102a | 10.7517
Primary production | 3000 | 3000-Total petroleum products | KTOE | DE | 2009 | nrg_102a | 188.2218
Primary production | 3000 | 3000-Total petroleum products | KTOE | EL | 2010 | nrg_102a | 4.9153
Primary production | 3000 | 3000-Total petroleum products | KTOE | ES | 2012 | nrg_102a | 5.9578
Primary production | 3000 | 3000-Total petroleum products | KTOE | FI | 2014 | nrg_102a | 2.7633
Imports | 3000 | 3000-Total petroleum products | KTOE | CZ | 2014 | nrg_102a | 454.586
Imports | 3000 | 3000-Total petroleum products | KTOE | LV | 2014 | nrg_102a | 98.9466
Imports | 3000 | 3000-Total petroleum products | KTOE | NL | 2010 | nrg_102a | 6056.6793
Transformation input in Coke Ovens | 3000 | 3000-Total petroleum products | KTOE | FR | 2009 | nrg_102a | 2.4953
Consumption in Oil and gas extraction | 3000 | 3000-Total petroleum products | KTOE | RO | 2013 | nrg_102a | 3.2322
Consumption in Oil and gas extraction | 3000 | 3000-Total petroleum products | KTOE | PT | 2009 | nrg_102a | 0.13816
Consumption in Oil and gas extraction | 3000 | 3000-Total petroleum products | KTOE | UK | 2013 | nrg_102a | 26.6322
Consumption in Coal Mines | 3000 | 3000-Total petroleum products | KTOE | PL | 2009 | nrg_102a | 0.84992
Consumption in Coal Mines | 3000 | 3000-Total petroleum products | KTOE | SK | 2012 | nrg_102a | 0.041868
Consumption in Coke Ovens | 2000 | 2000-Solid fuels | KTOE | IT | 2010 | nrg_110a | 1.6119
Primary production | 2000 | 2000-Solid fuels | KTOE | BG | 2009 | nrg_110a | 190.9139
Primary production | 2000 | 2000-Solid fuels | KTOE | EE | 2014 | nrg_110a | 191.6843
Primary production | 2000 | 2000-Solid fuels | KTOE | RS | 2012 | nrg_110a | 304.7237
Imports | 2000 | 2000-Solid fuels | KTOE | CZ | 2010 | nrg_110a | 93.328
Primary production | 3000 | 3000-Total petroleum products | KTOE | SK | 2014 | nrg_102a | 0.49404
Primary production | 3000 | 3000-Total petroleum products | KTOE | SK | 2011 | nrg_110a | 0.72432
Primary production | 3000 | 3000-Total petroleum products | KTOE | TR | 2009 | nrg_100a | 102.3254
Primary production | 2000 | 2000-Solid fuels | KTOE | TR | 2009 | nrg_110a | 728.6079
Primary production | 2000 | 2000-Solid fuels | KTOE | TR | 2012 | nrg_101a | 652.6844
Transformation input in Coke Ovens | 2000 | 2000-Solid fuels | KTOE | ES | 2013 | nrg_101a | 61.479
Transformation input in BKB / PB Plants | 2000 | 2000-Solid fuels | KTOE | RS | 2009 | nrg_101a | 9.5166
Imports | 5541 | 5541-Solid biofuels (excluding charcoal) | KTOE | IT | 2014 | nrg_107a | 65.0252
Imports | 5541 | 5541-Solid biofuels (excluding charcoal) | KTOE | LT | 2011 | nrg_107a | 4.6013
Imports | 5541 | 5541-Solid biofuels (excluding charcoal) | KTOE | LU | 2014 | nrg_107a | 0.20097
Primary production | 3192 | 3192-Additives/Oxygenates | KTOE | CZ | 2013 | nrg_110a | 4.1868
Primary production | 3192 | 3192-Additives/Oxygenates | KTOE | FI | 2014 | nrg_110a | 2.7633
Primary production | 3192 | 3192-Additives/Oxygenates | KTOE | RS | 2010 | nrg_110a | 0.45636
Imports | 3192 | 3192-Additives/Oxygenates | KTOE | NL | 2011 | nrg_110a | 28.1772
Primary production | 5541 | 5541-Solid biofuels (excluding charcoal) | KTOE | CZ | 2011 | nrg_110a | 87.0729
Primary production | 5541 | 5541-Solid biofuels (excluding charcoal) | KTOE | DK | 2010 | nrg_110a | 71.3096
Primary production | 5541 | 5541-Solid biofuels (excluding charcoal) | KTOE | ES | 2009 | nrg_110a | 197.2569
Primary production | 5541 | 5541-Solid biofuels (excluding charcoal) | KTOE | FI | 2012 | nrg_110a | 332.8045
Primary production | 5541 | 5541-Solid biofuels (excluding charcoal) | KTOE | IT | 2012 | nrg_110a | 303.4969
Primary production | 5541 | 5541-Solid biofuels (excluding charcoal) | KTOE | SI | 2013 | nrg_110a | 26.3015
Imports | 5541 | 5541-Solid biofuels (excluding charcoal) | KTOE | HU | 2009 | nrg_110a | 0.78293
Imports | 5541 | 5541-Solid biofuels (excluding charcoal) | KTOE | IE | 2013 | nrg_110a | 1.4989
Imports | 5541 | 5541-Solid biofuels (excluding charcoal) | KTOE | IT | 2012 | nrg_110a | 47.9305
Imports | 5541 | 5541-Solid biofuels (excluding charcoal) | KTOE | MD | 2010 | nrg_110a | 0.016747
Imports | 5541 | 5541-Solid biofuels (excluding charcoal) | KTOE | NL | 2011 | nrg_110a | 22.2445
Primary production | 3192 | 3192-Additives/Oxygenates | KTOE | IT | 2011 | nrg_102a | 12.4599
Imports | 3192 | 3192-Additives/Oxygenates | KTOE | BG | 2014 | nrg_102a | 1.2895
Imports | 3192 | 3192-Additives/Oxygenates | KTOE | SK | 2011 | nrg_102a | 0.087923
Primary production | 5541 | 5541-Solid biofuels (excluding charcoal) | KTOE | MK | 2010 | nrg_107a | 8.3317
Imports | 5541 | 5541-Solid biofuels (excluding charcoal) | KTOE | AT | 2009 | nrg_107a | 19.1253
Imports | 5541 | 5541-Solid biofuels (excluding charcoal) | KTOE | DK | 2010 | nrg_107a | 35.4789
Imports | 3192 | 3192-Additives/Oxygenates | KTOE | UA | 2013 | nrg_110a | 2.1771
Imports | 5541 | 5541-Solid biofuels (excluding charcoal) | KTOE | FI | 2014 | nrg_110a | 2.4702
Imports | 5541 | 5541-Solid biofuels (excluding charcoal) | KTOE | UK | 2009 | nrg_110a | 17.5971
Consumption in Coal Mines | 5541 | 5541-Solid biofuels (excluding charcoal) | KTOE | UA | 2011 | nrg_110a | 0.037681
Primary production | 5541 | 5541-Solid biofuels (excluding charcoal) | KTOE | SI | 2009 | nrg_107a | 22.1775
Primary production | 5541 | 5541-Solid biofuels (excluding charcoal) | KTOE | SK | 2014 | nrg_110a | 31.7987
Primary production | 3100 | 3100-Crude oil, feedstocks and other hydrocarbons | KTOE | SK | 2014 | nrg_102a | 0.49404
Primary production | 5541 | 5541-Solid biofuels (excluding charcoal) | KTOE | SK | 2013 | nrg_107a | 32.1797
Imports | 3100 | 3100-Crude oil, feedstocks and other hydrocarbons | KTOE | NO | 2014 | nrg_102a | 51.9707
Imports | 3100 | 3100-Crude oil, feedstocks and other hydrocarbons | KTOE | PL | 2012 | nrg_102a | 1013.3898
Imports | 3192 | 3192-Additives/Oxygenates | KTOE | PL | 2010 | nrg_102a | 1.9427
Imports | 5541 | 5541-Solid biofuels (excluding charcoal) | KTOE | NO | 2012 | nrg_107a | 1.411
Imports | 3192 | 3192-Additives/Oxygenates | KTOE | PL | 2010 | nrg_110a | 1.9427
Imports | 5541 | 5541-Solid biofuels (excluding charcoal) | KTOE | AT | 2009 | nrg_110a | 19.1253
Primary production | 3192 | 3192-Additives/Oxygenates | KTOE | PL | 2011 | nrg_102a | 2.0599
Imports | 3192 | 3192-Additives/Oxygenates | KTOE | RO | 2014 | nrg_102a | 6.1797
Imports | 5541 | 5541-Solid biofuels (excluding charcoal) | KTOE | RS | 2009 | nrg_107a | 0.029308
Primary production | 5541 | 5541-Solid biofuels (excluding charcoal) | KTOE | PL | 2014 | nrg_107a | 258.7233
Imports | 5541 | 5541-Solid biofuels (excluding charcoal) | KTOE | CY | 2009 | nrg_107a | 0.29308
Imports | 3192 | 3192-Additives/Oxygenates | KTOE | BG | 2009 | nrg_110a | 0.39356
Imports | 3192 | 3192-Additives/Oxygenates | KTOE | PT | 2014 | nrg_110a | 4.0696
Imports | 3192 | 3192-Additives/Oxygenates | KTOE | RS | 2013 | nrg_110a | 0.10467
Primary production | 5541 | 5541-Solid biofuels (excluding charcoal) | KTOE | PT | 2009 | nrg_110a | 119.5876
Imports | 3100 | 3100-Crude oil, feedstocks and other hydrocarbons | KTOE | ES | 2014 | nrg_102a | 2673.0457
Imports | 3100 | 3100-Crude oil, feedstocks and other hydrocarbons | KTOE | MK | 2009 | nrg_102a | 40.1933
Primary production | 3100 | 3100-Crude oil, feedstocks and other hydrocarbons | KTOE | FR | 2013 | nrg_102a | 45.9376
Imports | 3100 | 3100-Crude oil, feedstocks and other hydrocarbons | KTOE | RO | 2013 | nrg_102a | 238.3336
Imports | 3192 | 3192-Additives/Oxygenates | KTOE | MK | 2012 | nrg_102a | 0.041868
Primary production | 5541 | 5541-Solid biofuels (excluding charcoal) | KTOE | AL | 2010 | nrg_107a | 8.5829
Primary production | 5541 | 5541-Solid biofuels (excluding charcoal) | KTOE | LV | 2010 | nrg_107a | 66.8213
Imports | 5541 | 5541-Solid biofuels (excluding charcoal) | KTOE | EE | 2013 | nrg_107a | 0.36006
Imports | 3192 | 3192-Additives/Oxygenates | KTOE | ES | 2010 | nrg_110a | 0.63639
Imports | 3192 | 3192-Additives/Oxygenates | KTOE | RO | 2011 | nrg_110a | 6.2174
Primary production | 5541 | 5541-Solid biofuels (excluding charcoal) | KTOE | MD | 2011 | nrg_110a | 8.9974
Imports | 5541 | 5541-Solid biofuels (excluding charcoal) | KTOE | MK | 2013 | nrg_110a | 0.36006
Imports | 5540 | 5540-Biomass and renewable wastes | KTOE | IT | 2012 | nrg_107a | 117.5067
Imports | 5540 | 5540-Biomass and renewable wastes | KTOE | LV | 2010 | nrg_107a | 0.50242
Imports | 5540 | 5540-Biomass and renewable wastes | KTOE | MD | 2011 | nrg_107a | 0.01256
Imports | 5540 | 5540-Biomass and renewable wastes | KTOE | NL | 2009 | nrg_107a | 29.676
Imports | 5540 | 5540-Biomass and renewable wastes | KTOE | TR | 2013 | nrg_107a | 13.7997
Primary production | 5547 | 5547-Biodiesels | KTOE | CZ | 2013 | nrg_107a | 6.724
Primary production | 5547 | 5547-Biodiesels | KTOE | DK | 2009 | nrg_107a | 3.2657
Primary production | 5547 | 5547-Biodiesels | KTOE | ES | 2011 | nrg_107a | 25.4976
Primary production | 5547 | 5547-Biodiesels | KTOE | FI | 2014 | nrg_107a | 14.8296
Primary production | 5547 | 5547-Biodiesels | KTOE | IT | 2014 | nrg_107a | 21.4406
Imports | 2118 | 2118-Sub-bituminous Coal | KTOE | HR | 2010 | nrg_110a | 0.54428
Imports | 2118 | 2118-Sub-bituminous Coal | KTOE | IT | 2012 | nrg_110a | 8.1936
Imports | 2118 | 2118-Sub-bituminous Coal | KTOE | LT | 2013 | nrg_110a | 0.066989
Imports | 2121 | 2121-Coke Oven Coke | KTOE | LT | 2013 | nrg_110a | 0.5401
Imports | 2121 | 2121-Coke Oven Coke | KTOE | HU | 2010 | nrg_110a | 0.2847
Imports | 2121 | 2121-Coke Oven Coke | KTOE | SK | 2012 | nrg_110a | 6.2132
Transformation input in Coke Ovens | 2121 | 2121-Coke Oven Coke | KTOE | PL | 2014 | nrg_110a | 1.9385
Transformation input in Gas Works | 2121 | 2121-Coke Oven Coke | KTOE | UA | 2012 | nrg_110a | 1.3984
Imports | 3193 | 3193-Other hydrocarbons | KTOE | LV | 2014 | nrg_110a | 0.083736
Imports | 3286 | 3286-Paraffin Waxes | KTOE | IE | 2009 | nrg_110a | 0.48148
Imports | 3286 | 3286-Paraffin Waxes | KTOE | NL | 2009 | nrg_110a | 4.4422
Primary production | 5547 | 5547-Biodiesels | KTOE | DE | 2010 | nrg_110a | 114.5508
Primary production | 5547 | 5547-Biodiesels | KTOE | CZ | 2014 | nrg_110a | 8.114
Primary production | 5547 | 5547-Biodiesels | KTOE | FI | 2013 | nrg_110a | 13.2219
Primary production | 5547 | 5547-Biodiesels | KTOE | HU | 2013 | nrg_110a | 5.2502
Primary production | 5547 | 5547-Biodiesels | KTOE | SE | 2011 | nrg_110a | 9.7511
Imports | 5547 | 5547-Biodiesels | KTOE | IT | 2010 | nrg_110a | 29.5546
Primary production | 5547 | 5547-Biodiesels | KTOE | TR | 2011 | nrg_110a | 0.46055
Primary production | 2118 | 2118-Sub-bituminous Coal | KTOE | TR | 2013 | nrg_101a | 20.4065
Imports | 2100 | 2100-Hard coal and derivatives | KTOE | AL | 2014 | nrg_101a | 3.6174
Transformation input in Coke Ovens | 2100 | 2100-Hard coal and derivatives | KTOE | ES | 2013 | nrg_101a | 61.479
Imports | 2121 | 2121-Coke Oven Coke | KTOE | PL | 2011 | nrg_101a | 4.191
Imports | 2121 | 2121-Coke Oven Coke | KTOE | NO | 2013 | nrg_101a | 11.8863
Imports | 5540 | 5540-Biomass and renewable wastes | KTOE | AT | 2010 | nrg_107a | 35.3115
Imports | 2121 | 2121-Coke Oven Coke | KTOE | PL | 2013 | nrg_110a | 5.0995
Transformation input in Coke Ovens | 2410 | 2410-Oil shale and oil sands | KTOE | EE | 2011 | nrg_110a | 0.85411
Imports | 5547 | 5547-Biodiesels | KTOE | PL | 2013 | nrg_110a | 6.2676
Transformation input in Coke Ovens | 2100 | 2100-Hard coal and derivatives | KTOE | DE | 2009 | nrg_101a | 244.6138
Imports | 2121 | 2121-Coke Oven Coke | KTOE | RS | 2009 | nrg_101a | 18.8113
Imports | 2121 | 2121-Coke Oven Coke | KTOE | SE | 2009 | nrg_101a | 4.1617
Imports | 3286 | 3286-Paraffin Waxes | KTOE | RO | 2010 | nrg_102a | 0.096296
Primary production | 5540 | 5540-Biomass and renewable wastes | KTOE | MK | 2009 | nrg_107a | 8.1559
Primary production | 5540 | 5540-Biomass and renewable wastes | KTOE | RO | 2010 | nrg_107a | 165.3535
Primary production | 5540 | 5540-Biomass and renewable wastes | KTOE | PL | 2009 | nrg_107a | 238.8444
Imports | 5540 | 5540-Biomass and renewable wastes | KTOE | BG | 2013 | nrg_107a | 3.9984
Primary production | 5547 | 5547-Biodiesels | KTOE | PT | 2012 | nrg_107a | 11.2541
Imports | 2121 | 2121-Coke Oven Coke | KTOE | RS | 2011 | nrg_110a | 18.2419
Primary production | 5547 | 5547-Biodiesels | KTOE | PT | 2010 | nrg_110a | 11.7105
Imports | 5547 | 5547-Biodiesels | KTOE | BG | 2013 | nrg_110a | 3.7221
Primary production | 2100 | 2100-Hard coal and derivatives | KTOE | UA | 2013 | nrg_101a | 1599.9103
Imports | 2100 | 2100-Hard coal and derivatives | KTOE | MK | 2012 | nrg_101a | 5.6438
Transformation input in Coke Ovens | 2100 | 2100-Hard coal and derivatives | KTOE | AT | 2010 | nrg_101a | 53.6203
Transformation output from Patent Fuel Plants | 2100 | 2100-Hard coal and derivatives | KTOE | PL | 2014 | nrg_101a | 0.087923
Consumption in Coal Mines | 2100 | 2100-Hard coal and derivatives | KTOE | HU | 2011 | nrg_101a | 0.062802
Consumption in Coal Mines | 2100 | 2100-Hard coal and derivatives | KTOE | PL | 2011 | nrg_101a | 2.4116
Transformation output from Coke Ovens | 2100 | 2100-Hard coal and derivatives | KTOE | HU | 2014 | nrg_101a | 27.9636
Imports | 2121 | 2121-Coke Oven Coke | KTOE | ES | 2013 | nrg_101a | 5.4135
Imports | 2121 | 2121-Coke Oven Coke | KTOE | EL | 2010 | nrg_101a | 0.029308
Imports | 2121 | 2121-Coke Oven Coke | KTOE | MK | 2012 | nrg_101a | 0.39775
Imports | 2121 | 2121-Coke Oven Coke | KTOE | PT | 2014 | nrg_101a | 0.25539
Transformation output from Coke Ovens | 2121 | 2121-Coke Oven Coke | KTOE | ES | 2014 | nrg_101a | 43.974
Transformation output from Coke Ovens | 2121 | 2121-Coke Oven Coke | KTOE | FI | 2010 | nrg_101a | 23.5675
Transformation output from Coke Ovens | 2121 | 2121-Coke Oven Coke | KTOE | IT | 2012 | nrg_101a | 119.2443
Imports | 3286 | 3286-Paraffin Waxes | KTOE | ES | 2011 | nrg_102a | 0.87923
Imports | 2200 | 2200-Lignite and Derivatives | KTOE | NL | 2013 | nrg_101a | 1.7208
Imports | 2200 | 2200-Lignite and Derivatives | KTOE | SK | 2014 | nrg_101a | 7.5781
Consumption in BKB / PB Plants | 2200 | 2200-Lignite and Derivatives | KTOE | CZ | 2010 | nrg_101a | 0.13816
Consumption in BKB / PB Plants | 2200 | 2200-Lignite and Derivatives | KTOE | UA | 2014 | nrg_101a | 0.21353
Imports | 3244 | 3244-Other kerosene | KTOE | CZ | 2010 | nrg_102a | 0.12979
Imports | 3244 | 3244-Other kerosene | KTOE | IE | 2009 | nrg_102a | 22.5417
Primary production | 5534 | 5534-Solar photovoltaic | KTOE | DE | 2013 | nrg_107a | 111.6326
Primary production | 5534 | 5534-Solar photovoltaic | KTOE | CY | 2011 | nrg_107a | 0.041868
Primary production | 5534 | 5534-Solar photovoltaic | KTOE | CZ | 2012 | nrg_107a | 7.733
Primary production | 5534 | 5534-Solar photovoltaic | KTOE | ES | 2010 | nrg_107a | 23.1279
Primary production | 5534 | 5534-Solar photovoltaic | KTOE | FI | 2013 | nrg_107a | 0.025121
Primary production | 5534 | 5534-Solar photovoltaic | KTOE | SE | 2012 | nrg_107a | 0.066989
Primary production | 5535 | 5535-Tide, Wave and Ocean | KTOE | UK | 2011 | nrg_107a | 0.0041868
Primary production | 55431 | 55431-Municipal waste (renewable) | KTOE | CZ | 2014 | nrg_107a | 3.4541
Primary production | 55431 | 55431-Municipal waste (renewable) | KTOE | ES | 2012 | nrg_107a | 7.3562
Imports | 5545 | 5545-Liquid biofuels | KTOE | FR | 2011 | nrg_107a | 21.8467
Imports | 5545 | 5545-Liquid biofuels | KTOE | SK | 2009 | nrg_107a | 1.9845
Primary production | 5545 | 5545-Liquid biofuels | KTOE | CY | 2011 | nrg_107a | 0.23865
Primary production | 5545 | 5545-Liquid biofuels | KTOE | CZ | 2013 | nrg_107a | 9.5459
Primary production | 5545 | 5545-Liquid biofuels | KTOE | DE | 2009 | nrg_107a | 125.2649
Primary production | 5545 | 5545-Liquid biofuels | KTOE | DK | 2011 | nrg_107a | 3.7388
Primary production | 5545 | 5545-Liquid biofuels | KTOE | HU | 2014 | nrg_107a | 12.6986
Primary production | 5545 | 5545-Liquid biofuels | KTOE | RO | 2009 | nrg_107a | 3.1443
Imports | 2130 | 2130-Coal Tar | KTOE | NL | 2010 | nrg_110a | 0.67826
Imports | 3244 | 3244-Other kerosene | KTOE | NL | 2013 | nrg_110a | 9.9143
Primary production | 5534 | 5534-Solar photovoltaic | KTOE | DE | 2011 | nrg_110a | 70.556
Primary production | 5534 | 5534-Solar photovoltaic | KTOE | DK | 2010 | nrg_110a | 0.020934
Primary production | 5534 | 5534-Solar photovoltaic | KTOE | ES | 2012 | nrg_110a | 29.4918
Primary production | 5534 | 5534-Solar photovoltaic | KTOE | UA | 2011 | nrg_110a | 0.10886
Primary production | 55431 | 55431-Municipal waste (renewable) | KTOE | BE | 2013 | nrg_110a | 12.3427
Primary production | 55431 | 55431-Municipal waste (renewable) | KTOE | DK | 2013 | nrg_110a | 20.6074
Primary production | 55431 | 55431-Municipal waste (renewable) | KTOE | HU | 2010 | nrg_110a | 2.2274
Imports | 2130 | 2130-Coal Tar | KTOE | BE | 2013 | nrg_101a | 6.2969
Transformation output from Coke Ovens | 2130 | 2130-Coal Tar | KTOE | BE | 2012 | nrg_101a | 2.3739
Primary production | 2200 | 2200-Lignite and Derivatives | KTOE | LT | 2011 | nrg_101a | 0.49404
Imports | 2200 | 2200-Lignite and Derivatives | KTOE | SI | 2012 | nrg_101a | 1.637
Consumption in Coal Mines | 2200 | 2200-Lignite and Derivatives | KTOE | BG | 2011 | nrg_101a | 0.037681
Consumption in Coal Mines | 2200 | 2200-Lignite and Derivatives | KTOE | CZ | 2013 | nrg_101a | 9.8432
Transformation output from BKB / PB Plants | 2200 | 2200-Lignite and Derivatives | KTOE | BG | 2010 | nrg_101a | 27.1221
Transformation output from BKB / PB Plants | 2200 | 2200-Lignite and Derivatives | KTOE | DE | 2014 | nrg_101a | 137.662
Transformation output from BKB / PB Plants | 2200 | 2200-Lignite and Derivatives | KTOE | IE | 2012 | nrg_101a | 3.9398
Imports | 3244 | 3244-Other kerosene | KTOE | FI | 2009 | nrg_102a | 34.8425
Imports | 3244 | 3244-Other kerosene | KTOE | UK | 2010 | nrg_102a | 42.63
Primary production | 5534 | 5534-Solar photovoltaic | KTOE | LU | 2009 | nrg_107a | 0.071176
Primary production | 5534 | 5534-Solar photovoltaic | KTOE | NL | 2014 | nrg_107a | 2.8261
Primary production | 55431 | 55431-Municipal waste (renewable) | KTOE | LU | 2011 | nrg_107a | 0.46473
Primary production | 55431 | 55431-Municipal waste (renewable) | KTOE | NO | 2010 | nrg_107a | 5.9704
Imports | 5545 | 5545-Liquid biofuels | KTOE | DK | 2012 | nrg_107a | 11.2541
Imports | 5545 | 5545-Liquid biofuels | KTOE | FI | 2011 | nrg_107a | 5.3382
Imports | 5545 | 5545-Liquid biofuels | KTOE | UK | 2013 | nrg_107a | 23.2786
Primary production | 5545 | 5545-Liquid biofuels | KTOE | MK | 2011 | nrg_107a | 0.16747
Imports | 5545 | 5545-Liquid biofuels | KTOE | BE | 2011 | nrg_107a | 3.9816
Transformation output from Coke Ovens | 2130 | 2130-Coal Tar | KTOE | UA | 2014 | nrg_110a | 29.6342
Transformation output from Coke Ovens | 2130 | 2130-Coal Tar | KTOE | UK | 2010 | nrg_110a | 6.2216
Imports | 3244 | 3244-Other kerosene | KTOE | UK | 2013 | nrg_110a | 27.9678
Primary production | 5534 | 5534-Solar photovoltaic | KTOE | MT | 2014 | nrg_110a | 0.24702
Primary production | 55431 | 55431-Municipal waste (renewable) | KTOE | IT | 2012 | nrg_110a | 33.7791
Primary production | 55431 | 55431-Municipal waste (renewable) | KTOE | LU | 2013 | nrg_110a | 0.44799
Primary production | 5534 | 5534-Solar photovoltaic | KTOE | SI | 2010 | nrg_110a | 0.046055
Primary production | 5534 | 5534-Solar photovoltaic | KTOE | SK | 2012 | nrg_107a | 1.5282
Primary production | 5545 | 5545-Liquid biofuels | KTOE | SK | 2011 | nrg_107a | 7.0631
Primary production | 2200 | 2200-Lignite and Derivatives | KTOE | TR | 2011 | nrg_101a | 665.2825
Imports | 2130 | 2130-Coal Tar | KTOE | PL | 2010 | nrg_101a | 0.037681
Imports | 5200 | 5200-Derived heat | KTOE | CZ | 2014 | nrg_106a | 0.016747
Consumption in Gas Works | 5200 | 5200-Derived heat | KTOE | UA | 2012 | nrg_106a | 0.61546
Consumption in Gas Works | 5200 | 5200-Derived heat | KTOE | CZ | 2014 | nrg_100a | 3.4374
Imports | 2115 | 2115-Anthracite | KTOE | ES | 2011 | nrg_101a | 21.0219
Primary production | 2115 | 2115-Anthracite | KTOE | UA | 2009 | nrg_110a | 257.4338
Imports | 2115 | 2115-Anthracite | KTOE | ES | 2009 | nrg_110a | 20.172
Consumption in Coal Mines | 5200 | 5200-Derived heat | KTOE | EE | 2011 | nrg_100a | 0.046055
Imports | 2115 | 2115-Anthracite | KTOE | CZ | 2013 | nrg_101a | 5.7024
Imports | 2115 | 2115-Anthracite | KTOE | IE | 2010 | nrg_101a | 1.3272
Imports | 2115 | 2115-Anthracite | KTOE | LT | 2013 | nrg_101a | 0.050242
Consumption in BKB / PB Plants | 5200 | 5200-Derived heat | KTOE | BG | 2009 | nrg_106a | 8.5704
Consumption in Gas Works | 5200 | 5200-Derived heat | KTOE | PL | 2012 | nrg_106a | 0.020934
Consumption in Oil and gas extraction | 5200 | 5200-Derived heat | KTOE | IT | 2012 | nrg_106a | 0.81643
Consumption in Oil and gas extraction | 5200 | 5200-Derived heat | KTOE | RO | 2013 | nrg_106a | 0.050242
Consumption in Oil and gas extraction | 5200 | 5200-Derived heat | KTOE | PL | 2013 | nrg_106a | 0.046055
Imports | 2115 | 2115-Anthracite | KTOE | CZ | 2013 | nrg_110a | 5.7024
Imports | 2115 | 2115-Anthracite | KTOE | LU | 2013 | nrg_110a | 0.32238
Imports | 2115 | 2115-Anthracite | KTOE | LT | 2011 | nrg_110a | 0.025121
Imports | 2115 | 2115-Anthracite | KTOE | MD | 2011 | nrg_110a | 3.4667
Imports | 2115 | 2115-Anthracite | KTOE | NL | 2014 | nrg_110a | 3.3118
Imports | 2115 | 2115-Anthracite | KTOE | SK | 2009 | nrg_110a | 7.1217
Consumption in Coke Ovens | 5200 | 5200-Derived heat | KTOE | PL | 2009 | nrg_110a | 0.85411
Consumption in BKB / PB Plants | 5200 | 5200-Derived heat | KTOE | DE | 2011 | nrg_110a | 5.9034
Consumption in Coal Mines | 5200 | 5200-Derived heat | KTOE | DE | 2014 | nrg_110a | 0.16747
Consumption in Coal Mines | 5200 | 5200-Derived heat | KTOE | PL | 2014 | nrg_110a | 3.7681
Consumption in Oil and gas extraction | 5200 | 5200-Derived heat | KTOE | IT | 2010 | nrg_100a | 2.3362
Consumption in Coke Ovens | 5200 | 5200-Derived heat | KTOE | CZ | 2014 | nrg_100a | 1.704
Consumption in Coke Ovens | 5200 | 5200-Derived heat | KTOE | IT | 2014 | nrg_100a | 0.21771
Consumption in Coke Ovens | 5200 | 5200-Derived heat | KTOE | PL | 2013 | nrg_100a | 0.51079
Consumption in BKB / PB Plants | 5200 | 5200-Derived heat | KTOE | BG | 2011 | nrg_100a | 4.5552
Consumption in Gas Works | 5200 | 5200-Derived heat | KTOE | PL | 2012 | nrg_100a | 0.020934
Imports | 2115 | 2115-Anthracite | KTOE | BE | 2011 | nrg_101a | 18.5852
Imports | 2115 | 2115-Anthracite | KTOE | UA | 2013 | nrg_101a | 1.1556
Consumption in Coke Ovens | 5200 | 5200-Derived heat | KTOE | SK | 2013 | nrg_106a | 1.256
Consumption in Coal Mines | 5200 | 5200-Derived heat | KTOE | DE | 2010 | nrg_106a | 0.4438
Consumption in Coal Mines | 5200 | 5200-Derived heat | KTOE | CZ | 2012 | nrg_106a | 4.191
Imports | 2115 | 2115-Anthracite | KTOE | AT | 2013 | nrg_110a | 0.054428
Consumption in Coke Ovens | 5200 | 5200-Derived heat | KTOE | UA | 2011 | nrg_110a | 23.4335
Consumption in Coal Mines | 5200 | 5200-Derived heat | KTOE | CZ | 2013 | nrg_110a | 4.0654
Consumption in Coal Mines | 5200 | 5200-Derived heat | KTOE | UA | 2010 | nrg_110a | 11.5346
Consumption in Oil and gas extraction | 5200 | 5200-Derived heat | KTOE | DE | 2014 | nrg_100a | 0.029308
Consumption in Coal Mines | 5200 | 5200-Derived heat | KTOE | BG | 2013 | nrg_100a | 0.12979
Consumption in Coal Mines | 5200 | 5200-Derived heat | KTOE | CZ | 2009 | nrg_100a | 4.8064
Imports | 2115 | 2115-Anthracite | KTOE | AT | 2011 | nrg_101a | 0.18003
Imports | 2115 | 2115-Anthracite | KTOE | AL | 2014 | nrg_110a | 3.6174
Imports | 2115 | 2115-Anthracite | KTOE | BG | 2009 | nrg_101a | 31.4554
Imports | 2115 | 2115-Anthracite | KTOE | RS | 2010 | nrg_101a | 0.45217
Imports | 2115 | 2115-Anthracite | KTOE | PT | 2011 | nrg_110a | 0.66151
Consumption in BKB / PB Plants | 5200 | 5200-Derived heat | KTOE | LT | 2011 | nrg_100a | 0.0041868
Imports | 2115 | 2115-Anthracite | KTOE | ES | 2013 | nrg_110a | 14.0551
Imports | 2115 | 2115-Anthracite | KTOE | MK | 2010 | nrg_110a | 0.054428
Imports | 2115 | 2115-Anthracite | KTOE | RO | 2009 | nrg_110a | 1.4319
Consumption in Oil and gas extraction | 5200 | 5200-Derived heat | KTOE | IT | 2010 | nrg_110a | 2.3362
Consumption in Coal Mines | 5200 | 5200-Derived heat | KTOE | EE | 2009 | nrg_110a | 0.046055
Consumption in Oil and gas extraction | 5200 | 5200-Derived heat | KTOE | IT | 2014 | nrg_100a | 0.8876
Imports | 2115 | 2115-Anthracite | KTOE | IE | 2014 | nrg_101a | 2.2986
Imports | 2115 | 2115-Anthracite | KTOE | NL | 2010 | nrg_101a | 1.0844
Consumption in Coal Mines | 5200 | 5200-Derived heat | KTOE | RO | 2011 | nrg_106a | 0.020934
Consumption in Coal Mines | 5200 | 5200-Derived heat | KTOE | SI | 2009 | nrg_106a | 0.09211
Consumption in Coke Ovens | 5200 | 5200-Derived heat | KTOE | IT | 2009 | nrg_106a | 0.066989
Consumption in BKB / PB Plants | 5200 | 5200-Derived heat | KTOE | BG | 2013 | nrg_106a | 6.1002
Consumption in BKB / PB Plants | 5200 | 5200-Derived heat | KTOE | DE | 2009 | nrg_106a | 1.3565
Consumption in BKB / PB Plants | 5200 | 5200-Derived heat | KTOE | CZ | 2009 | nrg_106a | 0.49823
Primary production | 2115 | 2115-Anthracite | KTOE | DE | 2010 | nrg_110a | 58.6989
Primary production | 2115 | 2115-Anthracite | KTOE | UA | 2013 | nrg_110a | 375.9453
Imports | 2115 | 2115-Anthracite | KTOE | HU | 2013 | nrg_110a | 0.029308
Consumption in Coal Mines | 5541 | 5541-Solid biofuels (excluding charcoal) | KTOE | PL | 2010 | nrg_110a | 0.058615
Imports | 3100 | 3100-Crude oil, feedstocks and other hydrocarbons | KTOE | IE | 2011 | nrg_102a | 125.9976
Imports | 3100 | 3100-Crude oil, feedstocks and other hydrocarbons | KTOE | LT | 2011 | nrg_102a | 398.8806
Imports | 3100 | 3100-Crude oil, feedstocks and other hydrocarbons | KTOE | NL | 2010 | nrg_102a | 2487.8845
Primary production | 3100 | 3100-Crude oil, feedstocks and other hydrocarbons | KTOE | FI | 2009 | nrg_102a | 4.124
Primary production | 3100 | 3100-Crude oil, feedstocks and other hydrocarbons | KTOE | EL | 2010 | nrg_102a | 4.9153
Imports | 3100 | 3100-Crude oil, feedstocks and other hydrocarbons | KTOE | TR | 2009 | nrg_102a | 605.742
Primary production | 3192 | 3192-Additives/Oxygenates | KTOE | RS | 2012 | nrg_102a | 0.17585
Imports | 3192 | 3192-Additives/Oxygenates | KTOE | NL | 2011 | nrg_102a | 28.1772
Primary production | 5541 | 5541-Solid biofuels (excluding charcoal) | KTOE | BG | 2011 | nrg_107a | 43.1575
Primary production | 5541 | 5541-Solid biofuels (excluding charcoal) | KTOE | CZ | 2009 | nrg_107a | 82.3879
Primary production | 5541 | 5541-Solid biofuels (excluding charcoal) | KTOE | EE | 2010 | nrg_107a | 40.097
Primary production | 5541 | 5541-Solid biofuels (excluding charcoal) | KTOE | FI | 2010 | nrg_107a | 326.2271
Primary production | 5541 | 5541-Solid biofuels (excluding charcoal) | KTOE | XK | 2012 | nrg_107a | 10.2367
Imports | 5541 | 5541-Solid biofuels (excluding charcoal) | KTOE | CZ | 2014 | nrg_107a | 4.9153
Imports | 5541 | 5541-Solid biofuels (excluding charcoal) | KTOE | HR | 2013 | nrg_107a | 0.25958
Imports | 5541 | 5541-Solid biofuels (excluding charcoal) | KTOE | LV | 2013 | nrg_107a | 1.6915
Consumption in Coal Mines | 5541 | 5541-Solid biofuels (excluding charcoal) | KTOE | PL | 2009 | nrg_107a | 0.087923
Primary production | 3192 | 3192-Additives/Oxygenates | KTOE | IT | 2013 | nrg_110a | 10.3246
Imports | 3192 | 3192-Additives/Oxygenates | KTOE | HR | 2010 | nrg_110a | 2.9391
Imports | 3192 | 3192-Additives/Oxygenates | KTOE | LT | 2010 | nrg_110a | 6.6151
Consumption in BKB / PB Plants | 5541 | 5541-Solid biofuels (excluding charcoal) | KTOE | DE | 2014 | nrg_110a | 0.01256
Primary production | 5541 | 5541-Solid biofuels (excluding charcoal) | KTOE | EE | 2012 | nrg_110a | 42.3914
Primary production | 5541 | 5541-Solid biofuels (excluding charcoal) | KTOE | DE | 2009 | nrg_110a | 402.1714
Primary production | 5541 | 5541-Solid biofuels (excluding charcoal) | KTOE | RS | 2011 | nrg_110a | 44.355
Imports | 5541 | 5541-Solid biofuels (excluding charcoal) | KTOE | LT | 2013 | nrg_110a | 4.9488
Imports | 5541 | 5541-Solid biofuels (excluding charcoal) | KTOE | LU | 2010 | nrg_110a | 0.096296
Imports | 5541 | 5541-Solid biofuels (excluding charcoal) | KTOE | LV | 2013 | nrg_110a | 1.6915
Imports | 3100 | 3100-Crude oil, feedstocks and other hydrocarbons | KTOE | AT | 2012 | nrg_102a | 318.2219
Imports | 3100 | 3100-Crude oil, feedstocks and other hydrocarbons | KTOE | DK | 2010 | nrg_102a | 112.738
Imports | 3100 | 3100-Crude oil, feedstocks and other hydrocarbons | KTOE | FI | 2013 | nrg_102a | 507.8086
Primary production | 3100 | 3100-Crude oil, feedstocks and other hydrocarbons | KTOE | NL | 2012 | nrg_102a | 67.1102
Primary production | 3100 | 3100-Crude oil, feedstocks and other hydrocarbons | KTOE | NO | 2009 | nrg_102a | 4646.9586
Primary production | 3192 | 3192-Additives/Oxygenates | KTOE | NL | 2013 | nrg_102a | 7.0129
Primary production | 5541 | 5541-Solid biofuels (excluding charcoal) | KTOE | NL | 2012 | nrg_107a | 51.7865
Primary production | 3192 | 3192-Additives/Oxygenates | KTOE | NO | 2009 | nrg_110a | 5.8866
Primary production | 5541 | 5541-Solid biofuels (excluding charcoal) | KTOE | LT | 2009 | nrg_110a | 41.9727
Primary production | 5541 | 5541-Solid biofuels (excluding charcoal) | KTOE | LV | 2009 | nrg_110a | 72.4023
Primary production | 5541 | 5541-Solid biofuels (excluding charcoal) | KTOE | NO | 2014 | nrg_110a | 35.1901
Imports | 5541 | 5541-Solid biofuels (excluding charcoal) | KTOE | BG | 2013 | nrg_110a | 0.2219
Imports | 5541 | 5541-Solid biofuels (excluding charcoal) | KTOE | SK | 2013 | nrg_110a | 0.029308
Consumption in Coal Mines | 5541 | 5541-Solid biofuels (excluding charcoal) | KTOE | DE | 2014 | nrg_110a | 0.38519
Imports | 3100 | 3100-Crude oil, feedstocks and other hydrocarbons | KTOE | BG | 2013 | nrg_102a | 263.3288
Primary production | 3100 | 3100-Crude oil, feedstocks and other hydrocarbons | KTOE | PL | 2011 | nrg_102a | 27.3231
Primary production | 3100 | 3100-Crude oil, feedstocks and other hydrocarbons | KTOE | RO | 2012 | nrg_102a | 171.4955
Imports | 3100 | 3100-Crude oil, feedstocks and other hydrocarbons | KTOE | SE | 2011 | nrg_102a | 806.721
Imports | 3192 | 3192-Additives/Oxygenates | KTOE | PT | 2009 | nrg_102a | 3.7388
Imports | 3192 | 3192-Additives/Oxygenates | KTOE | SE | 2014 | nrg_102a | 0.59453
Imports | 5541 | 5541-Solid biofuels (excluding charcoal) | KTOE | PT | 2011 | nrg_107a | 0.96715
Primary production | 5541 | 5541-Solid biofuels (excluding charcoal) | KTOE | PT | 2009 | nrg_107a | 119.5876
Imports | 5541 | 5541-Solid biofuels (excluding charcoal) | KTOE | RS | 2014 | nrg_110a | 0.24283
Imports | 5541 | 5541-Solid biofuels (excluding charcoal) | KTOE | PT | 2012 | nrg_110a | 0.78712
Primary production | 3100 | 3100-Crude oil, feedstocks and other hydrocarbons | KTOE | AL | 2011 | nrg_102a | 36.714
Primary production | 3100 | 3100-Crude oil, feedstocks and other hydrocarbons | KTOE | MD | 2009 | nrg_102a | 0.67407
Imports | 5541 | 5541-Solid biofuels (excluding charcoal) | KTOE | MK | 2009 | nrg_107a | 0.34332
Primary production | 5541 | 5541-Solid biofuels (excluding charcoal) | KTOE | FR | 2013 | nrg_107a | 434.728
Transformation output from Coke Ovens | 4210 | 4210-Coke Oven Gas | KTOE | IT | 2013 | nrg_103a | 17.5427
Transformation output from Coke Ovens | 4210 | 4210-Coke Oven Gas | KTOE | SE | 2014 | nrg_103a | 7.4399
Consumption in Coke Ovens | 4210 | 4210-Coke Oven Gas | KTOE | HU | 2011 | nrg_103a | 2.9726
Primary production | 5510 | 5510-Hydro power | KTOE | AL | 2009 | nrg_107a | 18.7234
Primary production | 5510 | 5510-Hydro power | KTOE | HU | 2012 | nrg_107a | 0.76618
Primary production | 5550 | 5550-Geothermal Energy | KTOE | FR | 2013 | nrg_107a | 9.0393
Primary production | 5550 | 5550-Geothermal Energy | KTOE | HR | 2014 | nrg_107a | 0.44799
Primary production | 5550 | 5550-Geothermal Energy | KTOE | MK | 2010 | nrg_107a | 0.49823
Transformation output from BKB / PB Plants | 2330 | 2330-Peat products | KTOE | UA | 2013 | nrg_110a | 5.38
Consumption in Coke Ovens | 4210 | 4210-Coke Oven Gas | KTOE | DE | 2009 | nrg_110a | 8.8467
Transformation output from Coke Ovens | 4210 | 4210-Coke Oven Gas | KTOE | FI | 2013 | nrg_110a | 7.486
Transformation output from Coke Ovens | 4210 | 4210-Coke Oven Gas | KTOE | FR | 2009 | nrg_110a | 22.391
Consumption in Coal Mines | 4210 | 4210-Coke Oven Gas | KTOE | PL | 2010 | nrg_110a | 0.14235
Primary production | 5510 | 5510-Hydro power | KTOE | AL | 2010 | nrg_110a | 27.2393
Primary production | 5510 | 5510-Hydro power | KTOE | AT | 2012 | nrg_110a | 157.7293
Primary production | 5510 | 5510-Hydro power | KTOE | HR | 2010 | nrg_110a | 32.8538
Primary production | 5510 | 5510-Hydro power | KTOE | LV | 2010 | nrg_110a | 12.6734
Primary production | 5550 | 5550-Geothermal Energy | KTOE | AT | 2010 | nrg_110a | 1.4444
Primary production | 5550 | 5550-Geothermal Energy | KTOE | HR | 2009 | nrg_110a | 0.13398
Primary production | 5550 | 5550-Geothermal Energy | KTOE | HU | 2014 | nrg_110a | 5.3968
Imports | 3200 | 3200-All petroleum products | KTOE | CZ | 2011 | nrg_102a | 133.7306
Imports | 3200 | 3200-All petroleum products | KTOE | HU | 2012 | nrg_102a | 74.8307
Imports | 3200 | 3200-All petroleum products | KTOE | IS | 2012 | nrg_102a | 29.3913
Imports | 3200 | 3200-All petroleum products | KTOE | MT | 2009 | nrg_102a | 84.1547
Imports | 3200 | 3200-All petroleum products | KTOE | NL | 2014 | nrg_102a | 3661.612
Imports | 3200 | 3200-All petroleum products | KTOE | MD | 2013 | nrg_102a | 34.2564
Imports | 3200 | 3200-All petroleum products | KTOE | TR | 2011 | nrg_102a | 778.6066
Imports | 3200 | 3200-All petroleum products | KTOE | UA | 2014 | nrg_102a | 337.8455
Consumption in Oil and gas extraction | 3200 | 3200-All petroleum products | KTOE | PT | 2009 | nrg_102a | 0.13816
Consumption in Oil and gas extraction | 3200 | 3200-All petroleum products | KTOE | NL | 2010 | nrg_102a | 0.083736
Consumption in Coke Ovens | 4210 | 4210-Coke Oven Gas | KTOE | CZ | 2010 | nrg_103a | 7.7456
Consumption in Coke Ovens | 4210 | 4210-Coke Oven Gas | KTOE | IT | 2014 | nrg_103a | 0.84155
Consumption in Coke Ovens | 4210 | 4210-Coke Oven Gas | KTOE | PL | 2010 | nrg_103a | 43.5134
Primary production | 5510 | 5510-Hydro power | KTOE | DK | 2010 | nrg_107a | 0.075362
Primary production | 5510 | 5510-Hydro power | KTOE | DE | 2011 | nrg_107a | 63.6142
Primary production | 5510 | 5510-Hydro power | KTOE | ES | 2012 | nrg_107a | 73.964
Primary production | 5510 | 5510-Hydro power | KTOE | RS | 2009 | nrg_107a | 37.9492
Primary production | 5510 | 5510-Hydro power | KTOE | UK | 2012 | nrg_107a | 19.029
Primary production | 5550 | 5550-Geothermal Energy | KTOE | BG | 2012 | nrg_107a | 1.3984
Primary production | 5550 | 5550-Geothermal Energy | KTOE | CY | 2011 | nrg_107a | 0.046055
Primary production | 5550 | 5550-Geothermal Energy | KTOE | EL | 2010 | nrg_107a | 0.66989
Imports | 2330 | 2330-Peat products | KTOE | LT | 2009 | nrg_110a | 0.79968
Consumption in Coke Ovens | 4210 | 4210-Coke Oven Gas | KTOE | SE | 2010 | nrg_110a | 3.7011
Primary production | 5510 | 5510-Hydro power | KTOE | BE | 2013 | nrg_110a | 1.3691
Primary production | 5510 | 5510-Hydro power | KTOE | DK | 2013 | nrg_110a | 0.046055
Primary production | 5510 | 5510-Hydro power | KTOE | EE | 2010 | nrg_110a | 0.096296
Primary production | 5510 | 5510-Hydro power | KTOE | HU | 2010 | nrg_110a | 0.67826
Primary production | 5510 | 5510-Hydro power | KTOE | XK | 2012 | nrg_110a | 0.3475
Primary production | 5550 | 5550-Geothermal Energy | KTOE | DE | 2013 | nrg_110a | 6.142
Primary production | 5550 | 5550-Geothermal Energy | KTOE | DK | 2012 | nrg_110a | 0.28889
Primary production | 5550 | 5550-Geothermal Energy | KTOE | ES | 2014 | nrg_110a | 0.78712
Primary production | 5550 | 5550-Geothermal Energy | KTOE | IT | 2009 | nrg_110a | 201.2218
Primary production | 5550 | 5550-Geothermal Energy | KTOE | RS | 2011 | nrg_110a | 0.26796
Primary production | 5550 | 5550-Geothermal Energy | KTOE | UK | 2012 | nrg_110a | 0.033494
Transformation output from BKB / PB Plants | 2330 | 2330-Peat products | KTOE | FI | 2014 | nrg_101a | 0.18003
Imports | 3200 | 3200-All petroleum products | KTOE | UK | 2012 | nrg_102a | 1132.6215
Consumption in Coal Mines | 3200 | 3200-All petroleum products | KTOE | DE | 2009 | nrg_102a | 0.33913
Consumption in Coal Mines | 3200 | 3200-All petroleum products | KTOE | MK | 2011 | nrg_102a | 0.087923
Consumption in Coke Ovens | 3200 | 3200-All petroleum products | KTOE | UA | 2011 | nrg_102a | 0.51079
Transformation output from Coke Ovens | 4210 | 4210-Coke Oven Gas | KTOE | DE | 2010 | nrg_103a | 61.7511
Transformation output from Coke Ovens | 4210 | 4210-Coke Oven Gas | KTOE | UK | 2014 | nrg_103a | 27.4528
Consumption in Coke Ovens | 4210 | 4210-Coke Oven Gas | KTOE | FI | 2014 | nrg_103a | 2.42
Consumption in Coke Ovens | 4210 | 4210-Coke Oven Gas | KTOE | UA | 2009 | nrg_103a | 52.3559
Primary production | 5541 | 5541-Solid biofuels (excluding charcoal) | KTOE | MD | 2009 | nrg_107a | 3.3955
Imports | 5541 | 5541-Solid biofuels (excluding charcoal) | KTOE | ME | 2010 | nrg_107a | 0.016747
Primary production | 5541 | 5541-Solid biofuels (excluding charcoal) | KTOE | FR | 2010 | nrg_110a | 430.717
Primary production | 5541 | 5541-Solid biofuels (excluding charcoal) | KTOE | HR | 2013 | nrg_110a | 61.3241
Primary production | 5541 | 5541-Solid biofuels (excluding charcoal) | KTOE | HU | 2014 | nrg_110a | 58.7324
Primary production | 5541 | 5541-Solid biofuels (excluding charcoal) | KTOE | ME | 2013 | nrg_110a | 7.2767
Imports | 5541 | 5541-Solid biofuels (excluding charcoal) | KTOE | ME | 2010 | nrg_110a | 0.016747
Imports | 5541 | 5541-Solid biofuels (excluding charcoal) | KTOE | RO | 2012 | nrg_110a | 2.2106
Consumption in Oil and gas extraction | 3100 | 3100-Crude oil, feedstocks and other hydrocarbons | KTOE | UA | 2013 | nrg_102a | 0.083736
Imports | 3100 | 3100-Crude oil, feedstocks and other hydrocarbons | KTOE | DE | 2013 | nrg_102a | 3752.2478
Imports | 3100 | 3100-Crude oil, feedstocks and other hydrocarbons | KTOE | CZ | 2012 | nrg_102a | 301.8222
Imports | 3100 | 3100-Crude oil, feedstocks and other hydrocarbons | KTOE | IT | 2009 | nrg_102a | 3499.0553
Primary production | 3192 | 3192-Additives/Oxygenates | KTOE | DE | 2009 | nrg_102a | 73.4825
Primary production | 3192 | 3192-Additives/Oxygenates | KTOE | CZ | 2013 | nrg_102a | 4.1868
Primary production | 3192 | 3192-Additives/Oxygenates | KTOE | UA | 2013 | nrg_102a | 3.5169
Imports | 3192 | 3192-Additives/Oxygenates | KTOE | LT | 2010 | nrg_102a | 6.6151
Imports | 3192 | 3192-Additives/Oxygenates | KTOE | IT | 2009 | nrg_102a | 6.5816
Imports | 3192 | 3192-Additives/Oxygenates | KTOE | HU | 2013 | nrg_102a | 0.33494
Imports | 5541 | 5541-Solid biofuels (excluding charcoal) | KTOE | MT | 2011 | nrg_107a | 0.029308
Primary production | 5541 | 5541-Solid biofuels (excluding charcoal) | KTOE | CY | 2012 | nrg_107a | 0.23446
Primary production | 5541 | 5541-Solid biofuels (excluding charcoal) | KTOE | DE | 2011 | nrg_107a | 445.0192
Primary production | 5541 | 5541-Solid biofuels (excluding charcoal) | KTOE | EL | 2012 | nrg_107a | 41.8806
Primary production | 5541 | 5541-Solid biofuels (excluding charcoal) | KTOE | ES | 2014 | nrg_107a | 216.064
Primary production | 5541 | 5541-Solid biofuels (excluding charcoal) | KTOE | IE | 2013 | nrg_107a | 7.6744
Primary production | 5541 | 5541-Solid biofuels (excluding charcoal) | KTOE | RO | 2011 | nrg_107a | 145.529
Primary production | 5541 | 5541-Solid biofuels (excluding charcoal) | KTOE | RS | 2014 | nrg_107a | 46.5195
Primary production | 5541 | 5541-Solid biofuels (excluding charcoal) | KTOE | SE | 2014 | nrg_107a | 375.0577
Primary production | 5541 | 5541-Solid biofuels (excluding charcoal) | KTOE | UA | 2014 | nrg_107a | 99.7714
Imports | 5541 | 5541-Solid biofuels (excluding charcoal) | KTOE | IT | 2011 | nrg_107a | 61.9605
Imports | 5541 | 5541-Solid biofuels (excluding charcoal) | KTOE | LU | 2011 | nrg_107a | 0.10048
Primary production | 3192 | 3192-Additives/Oxygenates | KTOE | CZ | 2010 | nrg_110a | 3.7932
Primary production | 3192 | 3192-Additives/Oxygenates | KTOE | FI | 2011 | nrg_110a | 2.5498
Imports | 3192 | 3192-Additives/Oxygenates | KTOE | CZ | 2014 | nrg_110a | 0.47311
Imports | 3192 | 3192-Additives/Oxygenates | KTOE | TR | 2013 | nrg_110a | 4.4631
Primary production | 5541 | 5541-Solid biofuels (excluding charcoal) | KTOE | BG | 2012 | nrg_110a | 46.4232
Primary production | 5541 | 5541-Solid biofuels (excluding charcoal) | KTOE | CY | 2014 | nrg_110a | 0.35588
Primary production | 5541 | 5541-Solid biofuels (excluding charcoal) | KTOE | EL | 2014 | nrg_110a | 36.3917
Primary production | 5541 | 5541-Solid biofuels (excluding charcoal) | KTOE | FI | 2009 | nrg_110a | 269.6843
Primary production | 5541 | 5541-Solid biofuels (excluding charcoal) | KTOE | IT | 2009 | nrg_110a | 319.6496
Primary production | 5541 | 5541-Solid biofuels (excluding charcoal) | KTOE | IE | 2012 | nrg_110a | 7.4734
Primary production | 5541 | 5541-Solid biofuels (excluding charcoal) | KTOE | SI | 2010 | nrg_110a | 26.1842
Primary production | 5541 | 5541-Solid biofuels (excluding charcoal) | KTOE | UA | 2012 | nrg_110a | 72.7959
Imports | 5541 | 5541-Solid biofuels (excluding charcoal) | KTOE | IE | 2010 | nrg_110a | 0.45217
Imports | 5541 | 5541-Solid biofuels (excluding charcoal) | KTOE | IT | 2009 | nrg_110a | 44.3382
Imports | 3100 | 3100-Crude oil, feedstocks and other hydrocarbons | KTOE | UA | 2012 | nrg_102a | 67.6378
Imports | 3100 | 3100-Crude oil, feedstocks and other hydrocarbons | KTOE | UK | 2014 | nrg_102a | 2307.3539
Imports | 3192 | 3192-Additives/Oxygenates | KTOE | BG | 2011 | nrg_102a | 0.55266
Imports | 5541 | 5541-Solid biofuels (excluding charcoal) | KTOE | XK | 2012 | nrg_107a | 0.14654
Imports | 5541 | 5541-Solid biofuels (excluding charcoal) | KTOE | BE | 2013 | nrg_107a | 26.2638
Transformation input in BKB / PB Plants | 5541 | 5541-Solid biofuels (excluding charcoal) | KTOE | UA | 2009 | nrg_107a | 0.0083736
Imports | 3192 | 3192-Additives/Oxygenates | KTOE | UA | 2010 | nrg_110a | 2.4283
Primary production | 5541 | 5541-Solid biofuels (excluding charcoal) | KTOE | LU | 2013 | nrg_110a | 2.018
Imports | 5541 | 5541-Solid biofuels (excluding charcoal) | KTOE | FI | 2011 | nrg_110a | 2.0808
Primary production | 5541 | 5541-Solid biofuels (excluding charcoal) | KTOE | SK | 2010 | nrg_110a | 30.9991
Primary production | 3100 | 3100-Crude oil, feedstocks and other hydrocarbons | KTOE | SK | 2010 | nrg_102a | 0.64058
Primary production | 5541 | 5541-Solid biofuels (excluding charcoal) | KTOE | SK | 2009 | nrg_107a | 27.0928
Primary production | 5541 | 5541-Solid biofuels (excluding charcoal) | KTOE | TR | 2013 | nrg_110a | 179.2369
Primary production | 5543 | 5543-Municipal waste | KTOE | IE | 2010 | nrg_110a | 0.62383
Primary production | 5543 | 5543-Municipal waste | KTOE | RO | 2014 | nrg_110a | 0.18841
Primary production | 5543 | 5543-Municipal waste | KTOE | SE | 2011 | nrg_110a | 49.7852
Imports | 3250 | 3250-Naphtha | KTOE | SK | 2009 | nrg_102a | 4.3166
Transformation output from Coke Ovens | 4200 | 4200-Derived gases | KTOE | DE | 2009 | nrg_103a | 52.134
Transformation output from Coke Ovens | 4200 | 4200-Derived gases | KTOE | UK | 2013 | nrg_103a | 27.4738
Transformation output from Gas Works | 4200 | 4200-Derived gases | KTOE | HR | 2014 | nrg_103a | 0.037681
Consumption in Coke Ovens | 4200 | 4200-Derived gases | KTOE | UK | 2013 | nrg_103a | 14.5114
Imports | 3250 | 3250-Naphtha | KTOE | BE | 2012 | nrg_110a | 130.5026
Imports | 3250 | 3250-Naphtha | KTOE | UK | 2011 | nrg_110a | 20.8168
Primary production | 5543 | 5543-Municipal waste | KTOE | SK | 2012 | nrg_110a | 1.4068
Transformation output from Gas Works | 4200 | 4200-Derived gases | KTOE | CZ | 2013 | nrg_103a | 14.7585
Imports | 3215 | 3215-Ethane | KTOE | SE | 2010 | nrg_102a | 16.5337
Imports | 3250 | 3250-Naphtha | KTOE | PT | 2009 | nrg_102a | 11.8361
Transformation output from Coke Ovens | 4200 | 4200-Derived gases | KTOE | FI | 2012 | nrg_103a | 8.0345
Transformation output from Coke Ovens | 4200 | 4200-Derived gases | KTOE | IT | 2014 | nrg_103a | 16.2197
Consumption in Coke Ovens | 4200 | 4200-Derived gases | KTOE | DE | 2012 | nrg_103a | 22.278
Consumption in Coke Ovens | 4200 | 4200-Derived gases | KTOE | HU | 2014 | nrg_103a | 2.8638
Imports | 3250 | 3250-Naphtha | KTOE | ES | 2011 | nrg_110a | 109.4723
Imports | 3250 | 3250-Naphtha | KTOE | PT | 2009 | nrg_110a | 11.8361
Imports | 3250 | 3250-Naphtha | KTOE | IT | 2012 | nrg_102a | 49.8941
Consumption in Coke Ovens | 4200 | 4200-Derived gases | KTOE | CZ | 2013 | nrg_103a | 9.5082
Consumption in Coke Ovens | 4200 | 4200-Derived gases | KTOE | RO | 2009 | nrg_103a | 1.9176
Imports | 3250 | 3250-Naphtha | KTOE | DE | 2009 | nrg_110a | 262.4161
Primary production | 5543 | 5543-Municipal waste | KTOE | BE | 2012 | nrg_110a | 29.1946
Primary production | 5543 | 5543-Municipal waste | KTOE | IE | 2012 | nrg_110a | 3.6802
Primary production | 5543 | 5543-Municipal waste | KTOE | SE | 2013 | nrg_110a | 57.2336
Imports | 5543 | 5543-Municipal waste | KTOE | LV | 2011 | nrg_110a | 1.7501
Imports | 3250 | 3250-Naphtha | KTOE | BE | 2010 | nrg_102a | 133.1444
Imports | 3250 | 3250-Naphtha | KTOE | SK | 2014 | nrg_102a | 0.92528
Transformation output from Coke Ovens | 4200 | 4200-Derived gases | KTOE | AT | 2009 | nrg_103a | 9.01
Transformation output from Coke Ovens | 4200 | 4200-Derived gases | KTOE | DE | 2011 | nrg_103a | 59.8964
Imports | 3250 | 3250-Naphtha | KTOE | BE | 2014 | nrg_110a | 178.3326
Imports | 3250 | 3250-Naphtha | KTOE | UK | 2013 | nrg_110a | 45.9376
Primary production | 5543 | 5543-Municipal waste | KTOE | IT | 2009 | nrg_110a | 57.4429
Imports | 3250 | 3250-Naphtha | KTOE | NO | 2012 | nrg_110a | 2.2399
Imports | 3215 | 3215-Ethane | KTOE | SE | 2014 | nrg_102a | 17.0277
Imports | 3250 | 3250-Naphtha | KTOE | SE | 2010 | nrg_102a | 21.8258
Imports | 3250 | 3250-Naphtha | KTOE | RO | 2011 | nrg_102a | 0.17585
Imports | 3250 | 3250-Naphtha | KTOE | PT | 2013 | nrg_102a | 8.9765
Imports | 3250 | 3250-Naphtha | KTOE | RS | 2009 | nrg_110a | 8.2354
Imports | 3250 | 3250-Naphtha | KTOE | PT | 2013 | nrg_110a | 8.9765
Imports | 3250 | 3250-Naphtha | KTOE | SE | 2009 | nrg_110a | 15.7089
Imports | 3250 | 3250-Naphtha | KTOE | ES | 2009 | nrg_102a | 91.1676
Transformation output from Coke Ovens | 4200 | 4200-Derived gases | KTOE | FR | 2012 | nrg_103a | 20.1301
Transformation output from Coke Ovens | 4200 | 4200-Derived gases | KTOE | SK | 2009 | nrg_103a | 11.0783
Primary production | 5543 | 5543-Municipal waste | KTOE | FR | 2010 | nrg_110a | 100.5251
Imports | 3250 | 3250-Naphtha | KTOE | HU | 2012 | nrg_102a | 6.4267
Consumption in Coke Ovens | 4200 | 4200-Derived gases | KTOE | BE | 2011 | nrg_103a | 6.3932
Consumption in Coke Ovens | 4200 | 4200-Derived gases | KTOE | PL | 2009 | nrg_103a | 32.3891
Consumption in Coke Ovens | 4200 | 4200-Derived gases | KTOE | SE | 2011 | nrg_103a | 5.401
Imports | 3250 | 3250-Naphtha | KTOE | DE | 2013 | nrg_110a | 291.104
Imports | 3250 | 3250-Naphtha | KTOE | SK | 2009 | nrg_110a | 4.3166
Primary production | 5543 | 5543-Municipal waste | KTOE | ES | 2009 | nrg_110a | 26.7285
Primary production | 5543 | 5543-Municipal waste | KTOE | UK | 2009 | nrg_110a | 35.6967
Imports | 5543 | 5543-Municipal waste | KTOE | NL | 2013 | nrg_110a | 15.7968
Imports | 3250 | 3250-Naphtha | KTOE | BE | 2014 | nrg_102a | 178.3326
Imports | 3250 | 3250-Naphtha | KTOE | FR | 2012 | nrg_102a | 120.6468
Transformation output from Coke Ovens | 4200 | 4200-Derived gases | KTOE | BE | 2009 | nrg_103a | 9.2863
Transformation output from Coke Ovens | 4200 | 4200-Derived gases | KTOE | AT | 2013 | nrg_103a | 9.2905
Consumption in Coal Mines | 4200 | 4200-Derived gases | KTOE | DE | 2009 | nrg_103a | 0.25539
Consumption in Coal Mines | 4200 | 4200-Derived gases | KTOE | CZ | 2010 | nrg_103a | 0.096296
Consumption in Coke Ovens | 4200 | 4200-Derived gases | KTOE | TR | 2009 | nrg_103a | 11.79
Imports | 3215 | 3215-Ethane | KTOE | SE | 2009 | nrg_110a | 14.5031
Primary production | 5543 | 5543-Municipal waste | KTOE | IT | 2013 | nrg_110a | 69.2999
Primary production | 5543 | 5543-Municipal waste | KTOE | LU | 2010 | nrg_110a | 1.1137
Imports | 3283 | 3283-Bitumen | KTOE | FR | 2009 | nrg_102a | 38.3762
Imports | 3283 | 3283-Bitumen | KTOE | LT | 2013 | nrg_102a | 1.792
Imports | 3283 | 3283-Bitumen | KTOE | LU | 2013 | nrg_102a | 1.0844
Primary production | 5546 | 5546-Biogasoline | KTOE | BE | 2014 | nrg_107a | 6.9166
Primary production | 5546 | 5546-Biogasoline | KTOE | DE | 2014 | nrg_107a | 18.8155
Primary production | 5546 | 5546-Biogasoline | KTOE | HU | 2014 | nrg_107a | 7.7791
Primary production | 5546 | 5546-Biogasoline | KTOE | SE | 2013 | nrg_107a | 4.5176
Primary production | 5546 | 5546-Biogasoline | KTOE | RO | 2010 | nrg_107a | 1.4821
Imports | 5546 | 5546-Biogasoline | KTOE | DE | 2009 | nrg_107a | 11.6016
Imports | 5546 | 5546-Biogasoline | KTOE | IE | 2009 | nrg_107a | 0.88341
Imports | 5546 | 5546-Biogasoline | KTOE | NL | 2009 | nrg_107a | 6.1253
Imports | 5546 | 5546-Biogasoline | KTOE | UA | 2013 | nrg_107a | 0.13816
Imports | 3283 | 3283-Bitumen | KTOE | LU | 2011 | nrg_110a | 0.84573
Primary production | 5546 | 5546-Biogasoline | KTOE | CZ | 2014 | nrg_110a | 2.8093
Primary production | 5546 | 5546-Biogasoline | KTOE | DE | 2010 | nrg_110a | 16.6635
Primary production | 5546 | 5546-Biogasoline | KTOE | HU | 2010 | nrg_110a | 0.64477
Primary production | 5546 | 5546-Biogasoline | KTOE | UK | 2013 | nrg_110a | 11.1662
Imports | 5546 | 5546-Biogasoline | KTOE | CZ | 2013 | nrg_110a | 0.20097
Imports | 5546 | 5546-Biogasoline | KTOE | DE | 2011 | nrg_110a | 20.6744
Imports | 5546 | 5546-Biogasoline | KTOE | FR | 2014 | nrg_110a | 2.3111
Imports | 5546 | 5546-Biogasoline | KTOE | HR | 2009 | nrg_110a | 0.10467
Imports | 5546 | 5546-Biogasoline | KTOE | IE | 2014 | nrg_110a | 0.99646
Imports | 5546 | 5546-Biogasoline | KTOE | SK | 2011 | nrg_110a | 0.48567
Imports | 3283 | 3283-Bitumen | KTOE | FI | 2012 | nrg_102a | 4.639
Imports | 3283 | 3283-Bitumen | KTOE | UK | 2013 | nrg_102a | 26.3182
Imports | 3283 | 3283-Bitumen | KTOE | SI | 2010 | nrg_102a | 3.9398
Primary production | 5546 | 5546-Biogasoline | KTOE | IT | 2013 | nrg_107a | 2.1353
Imports | 5546 | 5546-Biogasoline | KTOE | BE | 2012 | nrg_107a | 0.17166
Imports | 5546 | 5546-Biogasoline | KTOE | FI | 2011 | nrg_107a | 3.6048
Imports | 5546 | 5546-Biogasoline | KTOE | UK | 2010 | nrg_107a | 10.4251
Imports | 3283 | 3283-Bitumen | KTOE | DK | 2012 | nrg_110a | 9.0728
Imports | 3283 | 3283-Bitumen | KTOE | FI | 2013 | nrg_110a | 1.0551
Imports | 3283 | 3283-Bitumen | KTOE | UK | 2014 | nrg_110a | 18.8364
Primary production | 5546 | 5546-Biogasoline | KTOE | IT | 2009 | nrg_110a | 1.7291
Imports | 5546 | 5546-Biogasoline | KTOE | BE | 2010 | nrg_110a | 0.20097
Imports | 5546 | 5546-Biogasoline | KTOE | AT | 2011 | nrg_110a | 2.0097
Imports | 5546 | 5546-Biogasoline | KTOE | FI | 2014 | nrg_110a | 2.5707
Primary production | 5546 | 5546-Biogasoline | KTOE | SK | 2011 | nrg_107a | 2.2651
Imports | 3283 | 3283-Bitumen | KTOE | NO | 2014 | nrg_110a | 16.8854
Imports | 3283 | 3283-Bitumen | KTOE | CY | 2013 | nrg_102a | 1.1639
Imports | 3283 | 3283-Bitumen | KTOE | RS | 2011 | nrg_102a | 0.84573
Imports | 3283 | 3283-Bitumen | KTOE | CZ | 2010 | nrg_110a | 8.562
Imports | 3283 | 3283-Bitumen | KTOE | RO | 2010 | nrg_110a | 15.8931
Imports | 3283 | 3283-Bitumen | KTOE | PT | 2014 | nrg_110a | 3.0815
Imports | 5546 | 5546-Biogasoline | KTOE | RO | 2012 | nrg_110a | 1.1849
Imports | 3283 | 3283-Bitumen | KTOE | ME | 2013 | nrg_102a | 0.33494
Imports | 5546 | 5546-Biogasoline | KTOE | EE | 2013 | nrg_110a | 0.13398
Imports | 3283 | 3283-Bitumen | KTOE | DE | 2013 | nrg_102a | 6.904
Imports | 3283 | 3283-Bitumen | KTOE | HR | 2011 | nrg_102a | 3.3829
Imports | 3283 | 3283-Bitumen | KTOE | LV | 2009 | nrg_102a | 2.0515
Imports | 3283 | 3283-Bitumen | KTOE | MD | 2009 | nrg_102a | 0.31401
Imports | 3283 | 3283-Bitumen | KTOE | NL | 2010 | nrg_102a | 15.6712
Imports | 3283 | 3283-Bitumen | KTOE | SK | 2013 | nrg_102a | 4.2873
Primary production | 5546 | 5546-Biogasoline | KTOE | BG | 2013 | nrg_107a | 0.33494
Primary production | 5546 | 5546-Biogasoline | KTOE | ES | 2013 | nrg_107a | 9.6799
Imports | 5546 | 5546-Biogasoline | KTOE | IT | 2012 | nrg_107a | 1.9929
Imports | 5546 | 5546-Biogasoline | KTOE | HR | 2012 | nrg_107a | 0.054428
Imports | 5546 | 5546-Biogasoline | KTOE | LV | 2009 | nrg_107a | 0.079549
Imports | 3283 | 3283-Bitumen | KTOE | LV | 2012 | nrg_110a | 3.0564
Imports | 3283 | 3283-Bitumen | KTOE | LT | 2012 | nrg_110a | 1.637
Imports | 3283 | 3283-Bitumen | KTOE | MT | 2009 | nrg_110a | 0.23446
Imports | 3283 | 3283-Bitumen | KTOE | MD | 2010 | nrg_110a | 0.85829
Imports | 3283 | 3283-Bitumen | KTOE | UA | 2012 | nrg_110a | 10.4126
Imports | 3283 | 3283-Bitumen | KTOE | TR | 2014 | nrg_110a | 0.041868
Primary production | 5546 | 5546-Biogasoline | KTOE | RO | 2014 | nrg_110a | 0.32238
Primary production | 5546 | 5546-Biogasoline | KTOE | SE | 2011 | nrg_110a | 8.9263
Primary production | 5546 | 5546-Biogasoline | KTOE | UA | 2014 | nrg_110a | 0.72013
Imports | 5546 | 5546-Biogasoline | KTOE | LT | 2011 | nrg_110a | 0.23027
Imports | 5546 | 5546-Biogasoline | KTOE | HU | 2010 | nrg_110a | 1.8254
Imports | 5546 | 5546-Biogasoline | KTOE | LU | 2011 | nrg_110a | 0.26796
Imports | 3283 | 3283-Bitumen | KTOE | DK | 2014 | nrg_102a | 8.2396
Imports | 3283 | 3283-Bitumen | KTOE | XK | 2010 | nrg_102a | 0.041868
Primary production | 5546 | 5546-Biogasoline | KTOE | LT | 2010 | nrg_107a | 0.9839
Imports | 3260 | 3260-Gas/diesel oil (without bio components) | KTOE | IS | 2012 | nrg_102a | 11.9701
Imports | 3260 | 3260-Gas/diesel oil (without bio components) | KTOE | IE | 2010 | nrg_102a | 96.0159
Consumption in Oil and gas extraction | 3260 | 3260-Gas/diesel oil (without bio components) | KTOE | UK | 2009 | nrg_102a | 19.477
Consumption in Coke Ovens | 3260 | 3260-Gas/diesel oil (without bio components) | KTOE | BE | 2014 | nrg_102a | 0.041868
Imports | 3260 | 3260-Gas/diesel oil (without bio components) | KTOE | LU | 2009 | nrg_110a | 79.746
Imports | 3260 | 3260-Gas/diesel oil (without bio components) | KTOE | LV | 2011 | nrg_110a | 45.1672
Imports | 3260 | 3260-Gas/diesel oil (without bio components) | KTOE | RO | 2009 | nrg_110a | 35.2194
Consumption in Oil and gas extraction | 3260 | 3260-Gas/diesel oil (without bio components) | KTOE | UK | 2013 | nrg_110a | 26.6322
Consumption in Oil and gas extraction | 3260 | 3260-Gas/diesel oil (without bio components) | KTOE | UA | 2011 | nrg_110a | 1.6998
Imports | 3260 | 3260-Gas/diesel oil (without bio components) | KTOE | FI | 2012 | nrg_102a | 100.9605
Imports | 3260 | 3260-Gas/diesel oil (without bio components) | KTOE | SI | 2014 | nrg_102a | 106.7132
Imports | 3260 | 3260-Gas/diesel oil (without bio components) | KTOE | XK | 2014 | nrg_102a | 11.3797
Imports | 3260 | 3260-Gas/diesel oil (without bio components) | KTOE | UK | 2011 | nrg_102a | 386.1151
Consumption in Coal Mines | 3260 | 3260-Gas/diesel oil (without bio components) | KTOE | UA | 2010 | nrg_102a | 1.1514
Imports | 3260 | 3260-Gas/diesel oil (without bio components) | KTOE | AT | 2012 | nrg_110a | 177.7548
Imports | 3260 | 3260-Gas/diesel oil (without bio components) | KTOE | FI | 2013 | nrg_110a | 133.5296
Imports | 3260 | 3260-Gas/diesel oil (without bio components) | KTOE | SE | 2010 | nrg_110a | 91.7202
Imports | 3260 | 3260-Gas/diesel oil (without bio components) | KTOE | UA | 2010 | nrg_110a | 105.3064
Imports | 3260 | 3260-Gas/diesel oil (without bio components) | KTOE | UK | 2014 | nrg_110a | 552.0714
Imports | 3260 | 3260-Gas/diesel oil (without bio components) | KTOE | AT | 2013 | nrg_102a | 185.3245
Imports | 3260 | 3260-Gas/diesel oil (without bio components) | KTOE | PL | 2009 | nrg_102a | 95.0864
Imports | 3260 | 3260-Gas/diesel oil (without bio components) | KTOE | AL | 2013 | nrg_110a | 40.0174
Imports | 3260 | 3260-Gas/diesel oil (without bio components) | KTOE | PL | 2012 | nrg_110a | 61.5711
Imports | 3260 | 3260-Gas/diesel oil (without bio components) | KTOE | CY | 2011 | nrg_102a | 26.6239
Consumption in Coal Mines | 3260 | 3260-Gas/diesel oil (without bio components) | KTOE | ES | 2014 | nrg_102a | 0.77037
Consumption in Pipeline transport | 3260 | 3260-Gas/diesel oil (without bio components) | KTOE | PL | 2014 | nrg_102a | 0.041868
Imports | 3260 | 3260-Gas/diesel oil (without bio components) | KTOE | MK | 2009 | nrg_102a | 7.9549
Consumption in Oil and gas extraction | 3260 | 3260-Gas/diesel oil (without bio components) | KTOE | LT | 2009 | nrg_102a | 0.041868
Imports | 3260 | 3260-Gas/diesel oil (without bio components) | KTOE | EL | 2013 | nrg_110a | 56.9991
Imports | 3260 | 3260-Gas/diesel oil (without bio components) | KTOE | ES | 2012 | nrg_110a | 287.2563
Imports | 3260 | 3260-Gas/diesel oil (without bio components) | KTOE | IT | 2013 | nrg_102a | 129.4182
Imports | 3260 | 3260-Gas/diesel oil (without bio components) | KTOE | IS | 2010 | nrg_102a | 12.5269
Imports | 3260 | 3260-Gas/diesel oil (without bio components) | KTOE | MT | 2014 | nrg_102a | 17.459
Imports | 3260 | 3260-Gas/diesel oil (without bio components) | KTOE | NL | 2012 | nrg_102a | 777.0994
Consumption in Oil and gas extraction | 3260 | 3260-Gas/diesel oil (without bio components) | KTOE | NL | 2014 | nrg_102a | 0.17166
Consumption in Coal Mines | 3260 | 3260-Gas/diesel oil (without bio components) | KTOE | NO | 2009 | nrg_102a | 0.12979
Consumption in Coke Ovens | 3260 | 3260-Gas/diesel oil (without bio components) | KTOE | BE | 2012 | nrg_102a | 0.041868
Imports | 3260 | 3260-Gas/diesel oil (without bio components) | KTOE | HR | 2014 | nrg_110a | 43.5637
Imports | 3260 | 3260-Gas/diesel oil (without bio components) | KTOE | MD | 2013 | nrg_110a | 19.5189
Imports | 3260 | 3260-Gas/diesel oil (without bio components) | KTOE | LV | 2009 | nrg_110a | 44.02
Imports | 3260 | 3260-Gas/diesel oil (without bio components) | KTOE | MT | 2014 | nrg_110a | 17.459
Imports | 3260 | 3260-Gas/diesel oil (without bio components) | KTOE | NL | 2012 | nrg_110a | 777.0994
Imports | 3260 | 3260-Gas/diesel oil (without bio components) | KTOE | TR | 2014 | nrg_110a | 558.2009
Consumption in Oil and gas extraction | 3260 | 3260-Gas/diesel oil (without bio components) | KTOE | PL | 2014 | nrg_110a | 0.17166
Consumption in Oil and gas extraction | 3260 | 3260-Gas/diesel oil (without bio components) | KTOE | UA | 2009 | nrg_110a | 1.3649
Consumption in Oil and gas extraction | 3260 | 3260-Gas/diesel oil (without bio components) | KTOE | UK | 2011 | nrg_110a | 23.5968
Imports | 3260 | 3260-Gas/diesel oil (without bio components) | KTOE | DK | 2013 | nrg_102a | 107.7766
Imports | 3260 | 3260-Gas/diesel oil (without bio components) | KTOE | FI | 2010 | nrg_102a | 78.2555
Imports | 3260 | 3260-Gas/diesel oil (without bio components) | KTOE | SI | 2012 | nrg_102a | 103.0916
Imports | 3260 | 3260-Gas/diesel oil (without bio components) | KTOE | XK | 2012 | nrg_102a | 13.3433
Imports | 3260 | 3260-Gas/diesel oil (without bio components) | KTOE | UK | 2009 | nrg_102a | 282.0228
Imports | 3260 | 3260-Gas/diesel oil (without bio components) | KTOE | AT | 2010 | nrg_110a | 201.9294
Imports | 3260 | 3260-Gas/diesel oil (without bio components) | KTOE | FI | 2011 | nrg_110a | 104.5109
Imports | 3260 | 3260-Gas/diesel oil (without bio components) | KTOE | UK | 2012 | nrg_110a | 469.2105
Imports | 3282 | 3282-Lubricants | KTOE | RS | 2010 | nrg_110a | 1.8087
Primary production | 5532 | 5532-Solar thermal | KTOE | PT | 2011 | nrg_110a | 2.4911
Primary production | 5532 | 5532-Solar thermal | KTOE | RO | 2012 | nrg_110a | 0.0041868
Transformation input in BKB / PB Plants | 2310 | 2310-Peat | KTOE | IE | 2009 | nrg_101a | 4.7478
Imports | 3282 | 3282-Lubricants | KTOE | MK | 2009 | nrg_102a | 0.36006
Imports | 3282 | 3282-Lubricants | KTOE | MT | 2011 | nrg_102a | 0.20934
Imports | 3282 | 3282-Lubricants | KTOE | PT | 2009 | nrg_102a | 2.2692
Imports | 3282 | 3282-Lubricants | KTOE | RO | 2010 | nrg_102a | 4.5008
Imports | 3281 | 3281-White Spirit and SBP | KTOE | ES | 2014 | nrg_102a | 1.8757
Imports | 3281 | 3281-White Spirit and SBP | KTOE | PT | 2011 | nrg_102a | 0.087923
Primary production | 5532 | 5532-Solar thermal | KTOE | FR | 2009 | nrg_107a | 2.4116
Primary production | 5532 | 5532-Solar thermal | KTOE | AT | 2012 | nrg_107a | 7.3018
Imports | 2310 | 2310-Peat | KTOE | RO | 2014 | nrg_110a | 0.29726
Primary production | 2310 | 2310-Peat | KTOE | AT | 2014 | nrg_110a | 0.0083736
Imports | 3281 | 3281-White Spirit and SBP | KTOE | ES | 2012 | nrg_110a | 1.3942
Imports | 3281 | 3281-White Spirit and SBP | KTOE | RO | 2014 | nrg_110a | 0.17585
Imports | 3282 | 3282-Lubricants | KTOE | ME | 2012 | nrg_110a | 0.041868
Imports | 3282 | 3282-Lubricants | KTOE | PT | 2011 | nrg_110a | 2.018
Imports | 2230 | 2230-BKB (brown coal briquettes) | KTOE | CZ | 2010 | nrg_101a | 2.981
Imports | 2230 | 2230-BKB (brown coal briquettes) | KTOE | LU | 2014 | nrg_101a | 0.079549
Primary production | 2310 | 2310-Peat | KTOE | EE | 2014 | nrg_101a | 2.7256
Primary production | 2310 | 2310-Peat | KTOE | FI | 2011 | nrg_101a | 70.669
Primary production | 2310 | 2310-Peat | KTOE | IE | 2014 | nrg_101a | 40.6622
Imports | 3282 | 3282-Lubricants | KTOE | DK | 2010 | nrg_102a | 2.3027
Imports | 3282 | 3282-Lubricants | KTOE | LU | 2014 | nrg_102a | 0.36006
Imports | 3282 | 3282-Lubricants | KTOE | NL | 2012 | nrg_102a | 45.498
Imports | 3282 | 3282-Lubricants | KTOE | TR | 2013 | nrg_102a | 34.8425
Imports | 3281 | 3281-White Spirit and SBP | KTOE | LV | 2012 | nrg_102a | 0.041868
Primary production | 5532 | 5532-Solar thermal | KTOE | HU | 2013 | nrg_107a | 0.25121
Primary production | 5532 | 5532-Solar thermal | KTOE | XK | 2011 | nrg_107a | 0.0083736
Primary production | 5532 | 5532-Solar thermal | KTOE | CZ | 2014 | nrg_107a | 0.6657
Primary production | 5532 | 5532-Solar thermal | KTOE | DK | 2010 | nrg_107a | 0.65733
Primary production | 5532 | 5532-Solar thermal | KTOE | ES | 2012 | nrg_107a | 71.297
Imports | 2230 | 2230-BKB (brown coal briquettes) | KTOE | HU | 2011 | nrg_110a | 0.2219
Imports | 2230 | 2230-BKB (brown coal briquettes) | KTOE | NL | 2011 | nrg_110a | 1.5994
Imports | 2230 | 2230-BKB (brown coal briquettes) | KTOE | SK | 2012 | nrg_110a | 0.79968
Imports | 2310 | 2310-Peat | KTOE | LV | 2013 | nrg_110a | 0.041868
Primary production | 2310 | 2310-Peat | KTOE | EE | 2012 | nrg_110a | 1.658
Imports | 3281 | 3281-White Spirit and SBP | KTOE | IE | 2012 | nrg_110a | 0.046055
Imports | 3281 | 3281-White Spirit and SBP | KTOE | IS | 2014 | nrg_110a | 0.041868
Imports | 3281 | 3281-White Spirit and SBP | KTOE | NL | 2010 | nrg_110a | 21.8425
Imports | 3281 | 3281-White Spirit and SBP | KTOE | MD | 2010 | nrg_110a | 0.041868
Imports | 3281 | 3281-White Spirit and SBP | KTOE | TR | 2013 | nrg_110a | 4.1701
Imports | 3282 | 3282-Lubricants | KTOE | DE | 2010 | nrg_110a | 37.2165
Imports | 3282 | 3282-Lubricants | KTOE | HR | 2011 | nrg_110a | 1.0718
Imports | 3282 | 3282-Lubricants | KTOE | UA | 2009 | nrg_110a | 11.1285
Primary production | 5532 | 5532-Solar thermal | KTOE | CY | 2011 | nrg_110a | 2.6251
Primary production | 5532 | 5532-Solar thermal | KTOE | CZ | 2012 | nrg_110a | 0.56103
Primary production | 5532 | 5532-Solar thermal | KTOE | DE | 2013 | nrg_110a | 24.409
Primary production | 5532 | 5532-Solar thermal | KTOE | FI | 2013 | nrg_110a | 0.050242
Primary production | 5532 | 5532-Solar thermal | KTOE | ES | 2010 | nrg_110a | 20.1971
Primary production | 5532 | 5532-Solar thermal | KTOE | SE | 2012 | nrg_110a | 0.46473
Imports | 2230 | 2230-BKB (brown coal briquettes) | KTOE | AT | 2012 | nrg_101a | 0.46055
Consumption in Coal Mines | 2230 | 2230-BKB (brown coal briquettes) | KTOE | BG | 2012 | nrg_101a | 0.041868
Transformation input in BKB / PB Plants | 2310 | 2310-Peat | KTOE | LT | 2009 | nrg_101a | 0.15072
Imports | 2310 | 2310-Peat | KTOE | UA | 2014 | nrg_101a | 0.21353
Imports | 3281 | 3281-White Spirit and SBP | KTOE | AT | 2010 | nrg_102a | 0.52754
Imports | 3282 | 3282-Lubricants | KTOE | SI | 2010 | nrg_102a | 0.79968
Imports | 3281 | 3281-White Spirit and SBP | KTOE | SI | 2010 | nrg_102a | 0.25958
Primary production | 5532 | 5532-Solar thermal | KTOE | IT | 2012 | nrg_107a | 6.5021
Imports | 2230 | 2230-BKB (brown coal briquettes) | KTOE | DK | 2012 | nrg_110a | 0.020934
Transformation output from BKB / PB Plants | 2230 | 2230-BKB (brown coal briquettes) | KTOE | CZ | 2010 | nrg_110a | 2.9015
Imports | 3281 | 3281-White Spirit and SBP | KTOE | FI | 2013 | nrg_110a | 0.046055
Imports | 3281 | 3281-White Spirit and SBP | KTOE | SI | 2010 | nrg_110a | 0.25958
Imports | 3282 | 3282-Lubricants | KTOE | BG | 2009 | nrg_110a | 2.1143
Imports | 3282 | 3282-Lubricants | KTOE | BE | 2014 | nrg_110a | 28.0139
Imports | 3282 | 3282-Lubricants | KTOE | DK | 2011 | nrg_110a | 2.3027
Imports | 3282 | 3282-Lubricants | KTOE | FR | 2009 | nrg_110a | 28.7717
Imports | 3247 | 3247-Kerosene type jet fuel (without bio components) | KTOE | LT | 2012 | nrg_102a | 7.2515
Imports | 3247 | 3247-Kerosene type jet fuel (without bio components) | KTOE | MT | 2009 | nrg_102a | 2.6209
Imports | 3285 | 3285-Petroleum coke | KTOE | NL | 2009 | nrg_102a | 41.7131
Imports | 3285 | 3285-Petroleum coke | KTOE | TR | 2013 | nrg_102a | 85.1553
Imports | 3285 | 3285-Petroleum coke | KTOE | DE | 2010 | nrg_102a | 31.7234
Imports | 3285 | 3285-Petroleum coke | KTOE | IS | 2009 | nrg_102a | 13.6657
Primary production | 2117 | 2117-Other Bituminous Coal | KTOE | CZ | 2013 | nrg_110a | 108.3418
Primary production | 2117 | 2117-Other Bituminous Coal | KTOE | DE | 2009 | nrg_110a | 94.6091
Imports | 2117 | 2117-Other Bituminous Coal | KTOE | HU | 2010 | nrg_110a | 7.6032
Imports | 2117 | 2117-Other Bituminous Coal | KTOE | HR | 2014 | nrg_110a | 23.8061
Imports | 2117 | 2117-Other Bituminous Coal | KTOE | FR | 2011 | nrg_110a | 276.3288
Imports | 2117 | 2117-Other Bituminous Coal | KTOE | LV | 2009 | nrg_110a | 3.3285
Imports | 2117 | 2117-Other Bituminous Coal | KTOE | MD | 2013 | nrg_110a | 0.74944
Imports | 3191 | 3191-Refinery feedstocks | KTOE | HR | 2014 | nrg_110a | 18.9578
Imports | 3247 | 3247-Kerosene type jet fuel (without bio components) | KTOE | FR | 2011 | nrg_110a | 155.1461
Imports | 3247 | 3247-Kerosene type jet fuel (without bio components) | KTOE | IT | 2009 | nrg_110a | 33.8838
Imports | 3247 | 3247-Kerosene type jet fuel (without bio components) | KTOE | LU | 2012 | nrg_110a | 15.5623
Imports | 3247 | 3247-Kerosene type jet fuel (without bio components) | KTOE | NL | 2014 | nrg_110a | 113.7093
Imports | 3247 | 3247-Kerosene type jet fuel (without bio components) | KTOE | MD | 2010 | nrg_110a | 0.73269
Imports | 3285 | 3285-Petroleum coke | KTOE | DE | 2014 | nrg_110a | 27.1723
Imports | 3285 | 3285-Petroleum coke | KTOE | IE | 2010 | nrg_110a | 4.1701
Imports | 3285 | 3285-Petroleum coke | KTOE | HR | 2012 | nrg_110a | 3.0396
Imports | 2117 | 2117-Other Bituminous Coal | KTOE | AT | 2010 | nrg_101a | 46.7498
Imports | 2117 | 2117-Other Bituminous Coal | KTOE | UK | 2014 | nrg_101a | 892.9649
Imports | 2117 | 2117-Other Bituminous Coal | KTOE | UA | 2010 | nrg_101a | 95.614
Imports | 3191 | 3191-Refinery feedstocks | KTOE | BE | 2010 | nrg_102a | 72.8336
Imports | 3191 | 3191-Refinery feedstocks | KTOE | UK | 2012 | nrg_102a | 218.237
Imports | 3247 | 3247-Kerosene type jet fuel (without bio components) | KTOE | AT | 2014 | nrg_102a | 3.5546
Imports | 3285 | 3285-Petroleum coke | KTOE | DK | 2011 | nrg_102a | 8.0052
Primary production | 2117 | 2117-Other Bituminous Coal | KTOE | IT | 2014 | nrg_110a | 2.286
Imports | 2117 | 2117-Other Bituminous Coal | KTOE | BE | 2011 | nrg_110a | 64.3218
Imports | 3191 | 3191-Refinery feedstocks | KTOE | BE | 2013 | nrg_110a | 113.4958
Imports | 3247 | 3247-Kerosene type jet fuel (without bio components) | KTOE | SK | 2009 | nrg_110a | 0.12979
Imports | 3247 | 3247-Kerosene type jet fuel (without bio components) | KTOE | XK | 2012 | nrg_110a | 0.6029
Imports | 3285 | 3285-Petroleum coke | KTOE | FI | 2014 | nrg_110a | 3.2825
Imports | 3285 | 3285-Petroleum coke | KTOE | SI | 2014 | nrg_110a | 2.9098
Primary production | 2117 | 2117-Other Bituminous Coal | KTOE | NO | 2013 | nrg_101a | 52.1257
Imports | 3191 | 3191-Refinery feedstocks | KTOE | PL | 2013 | nrg_102a | 2.1269
Imports | 3247 | 3247-Kerosene type jet fuel (without bio components) | KTOE | NO | 2013 | nrg_102a | 18.6606
Imports | 3285 | 3285-Petroleum coke | KTOE | AL | 2011 | nrg_102a | 2.7172
Imports | 3285 | 3285-Petroleum coke | KTOE | AT | 2013 | nrg_102a | 2.4325
Primary production | 2117 | 2117-Other Bituminous Coal | KTOE | NO | 2011 | nrg_110a | 38.9456
Imports | 2117 | 2117-Other Bituminous Coal | KTOE | PL | 2012 | nrg_110a | 202.8923
Imports | 3247 | 3247-Kerosene type jet fuel (without bio components) | KTOE | PL | 2014 | nrg_110a | 1.1597
Primary production | 2117 | 2117-Other Bituminous Coal | KTOE | PL | 2012 | nrg_101a | 1525.9504
Imports | 2117 | 2117-Other Bituminous Coal | KTOE | BG | 2013 | nrg_101a | 27.0928
Imports | 3191 | 3191-Refinery feedstocks | KTOE | BG | 2009 | nrg_102a | 2.5079
Imports | 3191 | 3191-Refinery feedstocks | KTOE | PT | 2011 | nrg_102a | 18.9913
Imports | 3247 | 3247-Kerosene type jet fuel (without bio components) | KTOE | BG | 2009 | nrg_102a | 0.17166
Imports | 3247 | 3247-Kerosene type jet fuel (without bio components) | KTOE | PT | 2009 | nrg_102a | 6.837
Imports | 3247 | 3247-Kerosene type jet fuel (without bio components) | KTOE | RO | 2009 | nrg_102a | 0.29726
Imports | 3285 | 3285-Petroleum coke | KTOE | CY | 2011 | nrg_102a | 2.533
Imports | 3247 | 3247-Kerosene type jet fuel (without bio components) | KTOE | BG | 2010 | nrg_110a | 0.041868
Imports | 3247 | 3247-Kerosene type jet fuel (without bio components) | KTOE | RS | 2009 | nrg_110a | 0.2219
Imports | 3285 | 3285-Petroleum coke | KTOE | CY | 2009 | nrg_110a | 3.8351
Imports | 3285 | 3285-Petroleum coke | KTOE | RO | 2014 | nrg_110a | 5.8322
Imports | 3191 | 3191-Refinery feedstocks | KTOE | EL | 2012 | nrg_102a | 77.9666
Transformation input in Coke Ovens | 3285 | 3285-Petroleum coke | KTOE | SE | 2010 | nrg_102a | 1.0258
Transformation input in Patent Fuel Plants | 3285 | 3285-Petroleum coke | KTOE | UK | 2011 | nrg_102a | 3.0899
Imports | 3285 | 3285-Petroleum coke | KTOE | EL | 2014 | nrg_102a | 27.8715
Imports | 2117 | 2117-Other Bituminous Coal | KTOE | ES | 2012 | nrg_110a | 456.3361
Transformation input in Patent Fuel Plants | 2117 | 2117-Other Bituminous Coal | KTOE | UK | 2009 | nrg_110a | 6.2048
Imports | 3247 | 3247-Kerosene type jet fuel (without bio components) | KTOE | EE | 2009 | nrg_110a | 1.4612
Imports | 5500 | 5500-Renewable energies | KTOE | TR | 2014 | nrg_100a | 2.9433
Consumption in BKB / PB Plants | 5500 | 5500-Renewable energies | KTOE | DE | 2011 | nrg_100a | 0.0041868
Primary production | 5500 | 5500-Renewable energies | KTOE | IT | 2012 | nrg_107a | 883.1259
Primary production | 5500 | 5500-Renewable energies | KTOE | NL | 2014 | nrg_107a | 190.7255
Imports | 5500 | 5500-Renewable energies | KTOE | BE | 2010 | nrg_107a | 25.6944
Imports | 5500 | 5500-Renewable energies | KTOE | XK | 2013 | nrg_107a | 0.029308
Primary production | 5500 | 5500-Renewable energies | KTOE | LT | 2012 | nrg_110a | 50.1537
Primary production | 5500 | 5500-Renewable energies | KTOE | MT | 2010 | nrg_110a | 0.18841
Imports | 5500 | 5500-Renewable energies | KTOE | BE | 2011 | nrg_110a | 21.4615
Imports | 5500 | 5500-Renewable energies | KTOE | FR | 2009 | nrg_110a | 17.1115
Primary production | 5500 | 5500-Renewable energies | KTOE | MT | 2013 | nrg_100a | 0.381
Primary production | 5500 | 5500-Renewable energies | KTOE | NO | 2013 | nrg_100a | 523.2746
Imports | 5500 | 5500-Renewable energies | KTOE | AT | 2012 | nrg_100a | 38.3343
Imports | 5500 | 5500-Renewable energies | KTOE | UA | 2013 | nrg_100a | 0.16747
Imports | 5500 | 5500-Renewable energies | KTOE | UK | 2010 | nrg_100a | 72.5824
Primary production | 5500 | 5500-Renewable energies | KTOE | SK | 2012 | nrg_107a | 60.0178
Primary production | 5500 | 5500-Renewable energies | KTOE | TR | 2009 | nrg_100a | 415.1673
Imports | 5500 | 5500-Renewable energies | KTOE | NO | 2010 | nrg_107a | 6.7701
Primary production | 5500 | 5500-Renewable energies | KTOE | PL | 2014 | nrg_110a | 337.2216
Imports | 5500 | 5500-Renewable energies | KTOE | NO | 2012 | nrg_100a | 6.9626
Primary production | 5500 | 5500-Renewable energies | KTOE | LV | 2011 | nrg_107a | 86.7212
Primary production | 5500 | 5500-Renewable energies | KTOE | ME | 2014 | nrg_107a | 13.762
Primary production | 5500 | 5500-Renewable energies | KTOE | MK | 2009 | nrg_107a | 13.1382
Primary production | 5500 | 5500-Renewable energies | KTOE | PT | 2012 | nrg_107a | 191.0311
Imports | 5500 | 5500-Renewable energies | KTOE | EE | 2012 | nrg_107a | 0.77037
Primary production | 5500 | 5500-Renewable energies | KTOE | PT | 2012 | nrg_110a | 191.0311
Imports | 5500 | 5500-Renewable energies | KTOE | RS | 2013 | nrg_110a | 0.18422
Imports | 5500 | 5500-Renewable energies | KTOE | SE | 2014 | nrg_110a | 27.1179
Imports | 5500 | 5500-Renewable energies | KTOE | BG | 2013 | nrg_100a | 3.9984
Consumption in BKB / PB Plants | 5500 | 5500-Renewable energies | KTOE | LT | 2012 | nrg_100a | 0.0041868
Primary production | 5500 | 5500-Renewable energies | KTOE | FR | 2012 | nrg_107a | 851.0006
Primary production | 5500 | 5500-Renewable energies | KTOE | HR | 2013 | nrg_107a | 96.8239
Primary production | 5500 | 5500-Renewable energies | KTOE | XK | 2011 | nrg_107a | 10.4586
Imports | 5500 | 5500-Renewable energies | KTOE | MK | 2014 | nrg_107a | 0.35169
Primary production | 5500 | 5500-Renewable energies | KTOE | BE | 2013 | nrg_110a | 122.0075
Primary production | 5500 | 5500-Renewable energies | KTOE | FR | 2013 | nrg_110a | 947.3975
Primary production | 5500 | 5500-Renewable energies | KTOE | HU | 2013 | nrg_110a | 85.7959
Primary production | 5500 | 5500-Renewable energies | KTOE | XK | 2010 | nrg_110a | 10.4209
Primary production | 5500 | 5500-Renewable energies | KTOE | UK | 2010 | nrg_110a | 241.9929
Imports | 5500 | 5500-Renewable energies | KTOE | ME | 2009 | nrg_110a | 0.01256
Imports | 5500 | 5500-Renewable energies | KTOE | PT | 2011 | nrg_110a | 0.96715
Imports | 5500 | 5500-Renewable energies | KTOE | RO | 2009 | nrg_110a | 3.115
Primary production | 5500 | 5500-Renewable energies | KTOE | AL | 2011 | nrg_100a | 24.0741
Primary production | 5500 | 5500-Renewable energies | KTOE | AT | 2009 | nrg_100a | 348.8819
Consumption in Coal Mines | 5500 | 5500-Renewable energies | KTOE | PL | 2013 | nrg_100a | 0.046055
Primary production | 5500 | 5500-Renewable energies | KTOE | BG | 2011 | nrg_107a | 60.2229
Primary production | 5500 | 5500-Renewable energies | KTOE | CY | 2010 | nrg_107a | 3.4164
Primary production | 5500 | 5500-Renewable energies | KTOE | DE | 2012 | nrg_107a | 1343.385
Primary production | 5500 | 5500-Renewable energies | KTOE | EL | 2009 | nrg_107a | 75.735
Primary production | 5500 | 5500-Renewable energies | KTOE | RS | 2014 | nrg_107a | 86.5998
Primary production | 5500 | 5500-Renewable energies | KTOE | SE | 2011 | nrg_107a | 692.7605
Imports | 5500 | 5500-Renewable energies | KTOE | DE | 2010 | nrg_107a | 49.6178
Imports | 5500 | 5500-Renewable energies | KTOE | IS | 2010 | nrg_107a | 0.0041868
Imports | 5500 | 5500-Renewable energies | KTOE | HU | 2014 | nrg_107a | 7.2599
Imports | 5500 | 5500-Renewable energies | KTOE | IE | 2010 | nrg_107a | 1.8338
Imports | 5500 | 5500-Renewable energies | KTOE | FR | 2010 | nrg_107a | 15.0181
Imports | 5500 | 5500-Renewable energies | KTOE | IT | 2014 | nrg_107a | 125.3277
Imports | 5500 | 5500-Renewable energies | KTOE | LT | 2013 | nrg_107a | 6.59
Imports | 5500 | 5500-Renewable energies | KTOE | NL | 2014 | nrg_107a | 20.5991
Consumption in Coal Mines | 5500 | 5500-Renewable energies | KTOE | PL | 2014 | nrg_107a | 0.037681
Primary production | 5500 | 5500-Renewable energies | KTOE | BG | 2012 | nrg_110a | 68.584
Primary production | 5500 | 5500-Renewable energies | KTOE | EE | 2013 | nrg_110a | 46.9843
Primary production | 5500 | 5500-Renewable energies | KTOE | IT | 2014 | nrg_110a | 989.9312
Primary production | 5500 | 5500-Renewable energies | KTOE | SE | 2013 | nrg_110a | 702.1054
Primary production | 5500 | 5500-Renewable energies | KTOE | SI | 2011 | nrg_110a | 41.9475
Imports | 5548 | 5548-Other liquid biofuels | KTOE | FI | 2009 | nrg_107a | 1.0593
Imports | 3106 | 3106-Natural gas liquids (NGL) | KTOE | BE | 2011 | nrg_110a | 5.2
Imports | 3295 | 3295-Other Oil Products | KTOE | SI | 2009 | nrg_110a | 0.20097
Primary production | 5542 | 5542-Biogas | KTOE | LT | 2012 | nrg_110a | 0.48567
Primary production | 5542 | 5542-Biogas | KTOE | NO | 2012 | nrg_110a | 1.1891
Primary production | 5542 | 5542-Biogas | KTOE | SK | 2014 | nrg_110a | 4.0235
Primary production | 5542 | 5542-Biogas | KTOE | SK | 2013 | nrg_107a | 2.2986
Primary production | 3106 | 3106-Natural gas liquids (NGL) | KTOE | SK | 2012 | nrg_102a | 0.14654
Imports | 5548 | 5548-Other liquid biofuels | KTOE | NO | 2013 | nrg_110a | 0.10467
Primary production | 5542 | 5542-Biogas | KTOE | MD | 2014 | nrg_107a | 0.18003
Imports | 3295 | 3295-Other Oil Products | KTOE | RO | 2013 | nrg_110a | 9.9311
Primary production | 5542 | 5542-Biogas | KTOE | MD | 2014 | nrg_110a | 0.18003
Primary production | 5548 | 5548-Other liquid biofuels | KTOE | PT | 2013 | nrg_110a | 0.41031
Primary production | 3106 | 3106-Natural gas liquids (NGL) | KTOE | AT | 2012 | nrg_102a | 3.3997
Consumption in Coal Mines | 3295 | 3295-Other Oil Products | KTOE | PL | 2013 | nrg_102a | 0.033494
Primary production | 5542 | 5542-Biogas | KTOE | AT | 2010 | nrg_107a | 6.4184
Primary production | 5548 | 5548-Other liquid biofuels | KTOE | BE | 2012 | nrg_107a | 1.0341
Primary production | 3106 | 3106-Natural gas liquids (NGL) | KTOE | AT | 2009 | nrg_110a | 5.5684
Primary production | 3106 | 3106-Natural gas liquids (NGL) | KTOE | FR | 2009 | nrg_110a | 1.3858
Imports | 3295 | 3295-Other Oil Products | KTOE | ME | 2014 | nrg_110a | 0.12142
Primary production | 5542 | 5542-Biogas | KTOE | AT | 2012 | nrg_110a | 8.6416
Primary production | 5542 | 5542-Biogas | KTOE | HR | 2014 | nrg_110a | 1.0969
Imports | 3106 | 3106-Natural gas liquids (NGL) | KTOE | NL | 2012 | nrg_102a | 343.64
Imports | 3295 | 3295-Other Oil Products | KTOE | UA | 2010 | nrg_102a | 14.1221
Imports | 3295 | 3295-Other Oil Products | KTOE | DE | 2012 | nrg_102a | 0.92528
Imports | 3295 | 3295-Other Oil Products | KTOE | IT | 2013 | nrg_102a | 10.8019
Imports | 3295 | 3295-Other Oil Products | KTOE | MD | 2012 | nrg_102a | 0.041868
Consumption in Oil and gas extraction | 3295 | 3295-Other Oil Products | KTOE | RO | 2009 | nrg_102a | 0.4438
Primary production | 5542 | 5542-Biogas | KTOE | BE | 2011 | nrg_107a | 5.3717
Primary production | 5542 | 5542-Biogas | KTOE | DK | 2014 | nrg_107a | 5.1414
Primary production | 5542 | 5542-Biogas | KTOE | DE | 2013 | nrg_107a | 287.8467
Primary production | 5542 | 5542-Biogas | KTOE | EE | 2010 | nrg_107a | 0.15491
Primary production | 5542 | 5542-Biogas | KTOE | RO | 2009 | nrg_107a | 0.046055
Primary production | 5542 | 5542-Biogas | KTOE | UK | 2014 | nrg_107a | 89.0281
Primary production | 5548 | 5548-Other liquid biofuels | KTOE | IT | 2013 | nrg_107a | 3.8728
Imports | 5548 | 5548-Other liquid biofuels | KTOE | IT | 2009 | nrg_107a | 9.4957
Imports | 5548 | 5548-Other liquid biofuels | KTOE | LU | 2012 | nrg_107a | 0.0083736
Primary production | 3106 | 3106-Natural gas liquids (NGL) | KTOE | RS | 2009 | nrg_110a | 0.36844
Primary production | 3106 | 3106-Natural gas liquids (NGL) | KTOE | UA | 2010 | nrg_110a | 41.3656
Imports | 3295 | 3295-Other Oil Products | KTOE | DE | 2011 | nrg_110a | 1.1262
Imports | 3295 | 3295-Other Oil Products | KTOE | CZ | 2010 | nrg_110a | 4.2622
Imports | 3295 | 3295-Other Oil Products | KTOE | SK | 2010 | nrg_110a | 0.087923
Primary production | 5542 | 5542-Biogas | KTOE | EE | 2010 | nrg_110a | 0.15491
Primary production | 5542 | 5542-Biogas | KTOE | SI | 2012 | nrg_110a | 1.5952
Primary production | 5548 | 5548-Other liquid biofuels | KTOE | FI | 2013 | nrg_110a | 1.4612
Primary production | 5548 | 5548-Other liquid biofuels | KTOE | SE | 2012 | nrg_110a | 4.505
Imports | 3106 | 3106-Natural gas liquids (NGL) | KTOE | BE | 2010 | nrg_102a | 2.1227
Imports | 3106 | 3106-Natural gas liquids (NGL) | KTOE | AT | 2012 | nrg_102a | 1.8715
Imports | 3106 | 3106-Natural gas liquids (NGL) | KTOE | FI | 2009 | nrg_102a | 32.2509
Imports | 3295 | 3295-Other Oil Products | KTOE | SK | 2012 | nrg_102a | 0.029308
Imports | 3295 | 3295-Other Oil Products | KTOE | XK | 2010 | nrg_102a | 0.037681
Imports | 3295 | 3295-Other Oil Products | KTOE | FI | 2009 | nrg_102a | 13.6866
Imports | 3295 | 3295-Other Oil Products | KTOE | FR | 2011 | nrg_102a | 9.5585
Primary production | 5542 | 5542-Biogas | KTOE | LU | 2009 | nrg_107a | 0.46892
Primary production | 5542 | 5542-Biogas | KTOE | NL | 2012 | nrg_107a | 12.1668
Imports | 3295 | 3295-Other Oil Products | KTOE | UA | 2014 | nrg_110a | 2.4409
Primary production | 5542 | 5542-Biogas | KTOE | LT | 2010 | nrg_110a | 0.41868
Primary production | 5542 | 5542-Biogas | KTOE | NO | 2010 | nrg_110a | 1.2435
Primary production | 5542 | 5542-Biogas | KTOE | SK | 2011 | nrg_110a | 1.9176
Primary production | 5542 | 5542-Biogas | KTOE | SK | 2010 | nrg_107a | 0.59871
Primary production | 3106 | 3106-Natural gas liquids (NGL) | KTOE | SK | 2009 | nrg_102a | 0.11304
Imports | 3106 | 3106-Natural gas liquids (NGL) | KTOE | AT | 2014 | nrg_110a | 6.4602
Imports | 5548 | 5548-Other liquid biofuels | KTOE | NO | 2010 | nrg_110a | 0.037681
Primary production | 3106 | 3106-Natural gas liquids (NGL) | KTOE | RO | 2014 | nrg_110a | 4.4003
Imports | 3295 | 3295-Other Oil Products | KTOE | RO | 2010 | nrg_110a | 0.35588
Primary production | 5548 | 5548-Other liquid biofuels | KTOE | PT | 2010 | nrg_110a | 0.17585
Imports | 3247 | 3247-Kerosene type jet fuel (without bio components) | KTOE | ES | 2014 | nrg_110a | 83.8909
Imports | 3285 | 3285-Petroleum coke | KTOE | ME | 2013 | nrg_110a | 0.59034
Imports | 3285 | 3285-Petroleum coke | KTOE | MK | 2013 | nrg_110a | 4.3208
Primary production | 2117 | 2117-Other Bituminous Coal | KTOE | CZ | 2013 | nrg_101a | 108.3418
Primary production | 2117 | 2117-Other Bituminous Coal | KTOE | DE | 2009 | nrg_101a | 94.6091
Primary production | 2117 | 2117-Other Bituminous Coal | KTOE | UA | 2012 | nrg_101a | 657.8928
Imports | 2117 | 2117-Other Bituminous Coal | KTOE | HU | 2013 | nrg_101a | 0.84573
Imports | 2117 | 2117-Other Bituminous Coal | KTOE | IT | 2013 | nrg_101a | 426.748
Imports | 2117 | 2117-Other Bituminous Coal | KTOE | LT | 2012 | nrg_101a | 8.0135
Imports | 2117 | 2117-Other Bituminous Coal | KTOE | SK | 2011 | nrg_101a | 30.7688
Consumption in Coal Mines | 2117 | 2117-Other Bituminous Coal | KTOE | PL | 2013 | nrg_101a | 0.58615
Imports | 3191 | 3191-Refinery feedstocks | KTOE | IT | 2013 | nrg_102a | 334.002
Imports | 3191 | 3191-Refinery feedstocks | KTOE | FR | 2012 | nrg_102a | 10.5465
Imports | 3247 | 3247-Kerosene type jet fuel (without bio components) | KTOE | CZ | 2014 | nrg_102a | 5.4554
Imports | 3247 | 3247-Kerosene type jet fuel (without bio components) | KTOE | HR | 2014 | nrg_102a | 1.1849
Imports | 3247 | 3247-Kerosene type jet fuel (without bio components) | KTOE | IT | 2011 | nrg_102a | 55.1695
Imports | 3247 | 3247-Kerosene type jet fuel (without bio components) | KTOE | IS | 2010 | nrg_102a | 5.1581
Imports | 3247 | 3247-Kerosene type jet fuel (without bio components) | KTOE | LV | 2012 | nrg_102a | 11.1034
Imports | 3247 | 3247-Kerosene type jet fuel (without bio components) | KTOE | MD | 2014 | nrg_102a | 1.1597
Imports | 3247 | 3247-Kerosene type jet fuel (without bio components) | KTOE | TR | 2013 | nrg_102a | 23.2828
Transformation input in Coke Ovens | 3285 | 3285-Petroleum coke | KTOE | FR | 2009 | nrg_102a | 2.4953
Imports | 3285 | 3285-Petroleum coke | KTOE | FR | 2011 | nrg_102a | 46.3353
Imports | 3285 | 3285-Petroleum coke | KTOE | LU | 2012 | nrg_102a | 0.25958
Imports | 3285 | 3285-Petroleum coke | KTOE | IT | 2009 | nrg_102a | 84.318
Primary production | 5549 | 5549-Bio jet kerosene | KTOE | FI | 2011 | nrg_107a | 0.037681
Consumption in Coal Mines | 2117 | 2117-Other Bituminous Coal | KTOE | PL | 2013 | nrg_110a | 0.58615
Primary production | 2117 | 2117-Other Bituminous Coal | KTOE | UK | 2010 | nrg_110a | 427.2462
Imports | 2117 | 2117-Other Bituminous Coal | KTOE | IE | 2009 | nrg_110a | 51.3972
Imports | 2117 | 2117-Other Bituminous Coal | KTOE | LT | 2009 | nrg_110a | 2.1604
Imports | 2117 | 2117-Other Bituminous Coal | KTOE | LU | 2013 | nrg_110a | 1.5366
Imports | 2117 | 2117-Other Bituminous Coal | KTOE | TR | 2014 | nrg_110a | 630.6661
Consumption in Coal Mines | 2117 | 2117-Other Bituminous Coal | KTOE | UK | 2012 | nrg_110a | 0.10048
Imports | 3191 | 3191-Refinery feedstocks | KTOE | DK | 2014 | nrg_110a | 22.0351
Imports | 3247 | 3247-Kerosene type jet fuel (without bio components) | KTOE | CZ | 2013 | nrg_110a | 7.4023
Imports | 3247 | 3247-Kerosene type jet fuel (without bio components) | KTOE | HU | 2011 | nrg_110a | 0.083736
Imports | 3247 | 3247-Kerosene type jet fuel (without bio components) | KTOE | IE | 2010 | nrg_110a | 44.7192
Imports | 3247 | 3247-Kerosene type jet fuel (without bio components) | KTOE | HR | 2013 | nrg_110a | 0.65733
Imports | 3247 | 3247-Kerosene type jet fuel (without bio components) | KTOE | LT | 2013 | nrg_110a | 2.0725
Imports | 3247 | 3247-Kerosene type jet fuel (without bio components) | KTOE | TR | 2009 | nrg_110a | 26.7034
Imports | 3285 | 3285-Petroleum coke | KTOE | LU | 2010 | nrg_110a | 0.16329
Imports | 2117 | 2117-Other Bituminous Coal | KTOE | DK | 2014 | nrg_101a | 105.8884
Imports | 2117 | 2117-Other Bituminous Coal | KTOE | SE | 2010 | nrg_101a | 28.1395
Imports | 2117 | 2117-Other Bituminous Coal | KTOE | SI | 2009 | nrg_101a | 0.78712
Transformation input in BKB / PB Plants | 2117 | 2117-Other Bituminous Coal | KTOE | BG | 2011 | nrg_101a | 0.10467
Consumption in Coal Mines | 2117 | 2117-Other Bituminous Coal | KTOE | UA | 2009 | nrg_101a | 2.4744
Consumption in Coal Mines | 2117 | 2117-Other Bituminous Coal | KTOE | UK | 2010 | nrg_101a | 0.12979
Imports | 3247 | 3247-Kerosene type jet fuel (without bio components) | KTOE | DK | 2010 | nrg_102a | 35.324
Imports | 3247 | 3247-Kerosene type jet fuel (without bio components) | KTOE | FR | 2011 | nrg_102a | 155.1461
Imports | 3247 | 3247-Kerosene type jet fuel (without bio components) | KTOE | SI | 2012 | nrg_102a | 1.0006
Imports | 3247 | 3247-Kerosene type jet fuel (without bio components) | KTOE | XK | 2012 | nrg_102a | 0.6029
Imports | 3285 | 3285-Petroleum coke | KTOE | SI | 2014 | nrg_102a | 2.9098
Imports | 2117 | 2117-Other Bituminous Coal | KTOE | AT | 2010 | nrg_110a | 46.7498
Imports | 2117 | 2117-Other Bituminous Coal | KTOE | FI | 2011 | nrg_110a | 142.033
Imports | 2117 | 2117-Other Bituminous Coal | KTOE | UK | 2012 | nrg_110a | 1001.9724
Imports | 3191 | 3191-Refinery feedstocks | KTOE | BG | 2009 | nrg_110a | 2.5079
Imports | 3247 | 3247-Kerosene type jet fuel (without bio components) | KTOE | BE | 2012 | nrg_110a | 90.3846
Imports | 3247 | 3247-Kerosene type jet fuel (without bio components) | KTOE | FI | 2009 | nrg_110a | 3.7681
Imports | 3247 | 3247-Kerosene type jet fuel (without bio components) | KTOE | SI | 2012 | nrg_110a | 1.0006
Imports | 3285 | 3285-Petroleum coke | KTOE | BE | 2009 | nrg_110a | 0.89598
Primary production | 2117 | 2117-Other Bituminous Coal | KTOE | TR | 2010 | nrg_101a | 35.7678
Imports | 3285 | 3285-Petroleum coke | KTOE | AL | 2014 | nrg_110a | 2.9433
Primary production | 7100 | 7100-Industrial wastes | KTOE | PL | 2014 | nrg_110a | 16.9942
Consumption in Pipeline transport | 3234 | 3234-Gasoline (without bio components) | KTOE | PL | 2009 | nrg_102a | 0.046055
Imports | 3234 | 3234-Gasoline (without bio components) | KTOE | CZ | 2014 | nrg_102a | 19.7282
Imports | 3234 | 3234-Gasoline (without bio components) | KTOE | RS | 2011 | nrg_102a | 1.1221
Primary production | 7100 | 7100-Industrial wastes | KTOE | PT | 2012 | nrg_108a | 2.4242
Imports | 3234 | 3234-Gasoline (without bio components) | KTOE | EE | 2010 | nrg_110a | 12.0119
Primary production | 7100 | 7100-Industrial wastes | KTOE | PT | 2012 | nrg_110a | 2.4242
Imports | 3234 | 3234-Gasoline (without bio components) | KTOE | ME | 2011 | nrg_102a | 2.4535
Imports | 3234 | 3234-Gasoline (without bio components) | KTOE | PT | 2010 | nrg_102a | 7.8335
Imports | 7100 | 7100-Industrial wastes | KTOE | PT | 2011 | nrg_108a | 1.2895
Imports | 3234 | 3234-Gasoline (without bio components) | KTOE | ME | 2011 | nrg_110a | 2.4535
Imports | 3234 | 3234-Gasoline (without bio components) | KTOE | MK | 2014 | nrg_110a | 4.5762
Primary production | 7100 | 7100-Industrial wastes | KTOE | BE | 2013 | nrg_110a | 13.7955
Primary production | 7100 | 7100-Industrial wastes | KTOE | FR | 2013 | nrg_110a | 2.1478
Primary production | 7100 | 7100-Industrial wastes | KTOE | HU | 2013 | nrg_110a | 1.6789
Primary production | 7100 | 7100-Industrial wastes | KTOE | UK | 2010 | nrg_110a | 2.4409
Imports | 3234 | 3234-Gasoline (without bio components) | KTOE | DE | 2009 | nrg_102a | 64.2255
Imports | 3234 | 3234-Gasoline (without bio components) | KTOE | HR | 2010 | nrg_102a | 10.2577
Imports | 3234 | 3234-Gasoline (without bio components) | KTOE | LT | 2014 | nrg_102a | 0.9839
Imports | 3234 | 3234-Gasoline (without bio components) | KTOE | LV | 2014 | nrg_102a | 9.4538
Primary production | 7100 | 7100-Industrial wastes | KTOE | DE | 2012 | nrg_108a | 59.4651
Primary production | 7100 | 7100-Industrial wastes | KTOE | EL | 2011 | nrg_108a | 1.1765
Imports | 3234 | 3234-Gasoline (without bio components) | KTOE | DE | 2010 | nrg_110a | 88.3038
Imports | 3234 | 3234-Gasoline (without bio components) | KTOE | HU | 2014 | nrg_110a | 11.0406
Imports | 3234 | 3234-Gasoline (without bio components) | KTOE | IE | 2010 | nrg_110a | 46.7289
Imports | 3234 | 3234-Gasoline (without bio components) | KTOE | FR | 2010 | nrg_110a | 38.7488
Imports | 3234 | 3234-Gasoline (without bio components) | KTOE | LT | 2013 | nrg_110a | 0.66989
Imports | 3234 | 3234-Gasoline (without bio components) | KTOE | IT | 2014 | nrg_110a | 16.9398
Imports | 3234 | 3234-Gasoline (without bio components) | KTOE | NL | 2014 | nrg_110a | 417.7798
Primary production | 7100 | 7100-Industrial wastes | KTOE | BG | 2012 | nrg_110a | 0.27633
Primary production | 7100 | 7100-Industrial wastes | KTOE | CY | 2014 | nrg_110a | 0.27214
Primary production | 7100 | 7100-Industrial wastes | KTOE | IT | 2014 | nrg_110a | 12.5311
Primary production | 7100 | 7100-Industrial wastes | KTOE | SE | 2013 | nrg_110a | 1.5784
Primary production | 7100 | 7100-Industrial wastes | KTOE | SI | 2011 | nrg_110a | 1.2267
Imports | 3234 | 3234-Gasoline (without bio components) | KTOE | BE | 2013 | nrg_102a | 27.7627
Imports | 3234 | 3234-Gasoline (without bio components) | KTOE | DK | 2010 | nrg_102a | 32.7617
Imports | 3234 | 3234-Gasoline (without bio components) | KTOE | SK | 2014 | nrg_102a | 9.1775
Primary production | 7100 | 7100-Industrial wastes | KTOE | NO | 2014 | nrg_108a | 0.10467
Imports | 3234 | 3234-Gasoline (without bio components) | KTOE | DK | 2014 | nrg_110a | 31.3173
Imports | 3234 | 3234-Gasoline (without bio components) | KTOE | SE | 2013 | nrg_110a | 55.8561
Primary production | 7100 | 7100-Industrial wastes | KTOE | LV | 2012 | nrg_110a | 0.083736
Primary production | 7100 | 7100-Industrial wastes | KTOE | SK | 2013 | nrg_110a | 5.1665
Imports | 3234 | 3234-Gasoline (without bio components) | KTOE | AT | 2010 | nrg_102a | 32.029
Imports | 3234 | 3234-Gasoline (without bio components) | KTOE | NO | 2010 | nrg_110a | 11.5388
Imports | 3234 | 3234-Gasoline (without bio components) | KTOE | RO | 2013 | nrg_102a | 5.6145
Primary production | 7100 | 7100-Industrial wastes | KTOE | RO | 2010 | nrg_108a | 1.277
Primary production | 7100 | 7100-Industrial wastes | KTOE | PL | 2009 | nrg_108a | 10.0986
Imports | 3234 | 3234-Gasoline (without bio components) | KTOE | BG | 2009 | nrg_110a | 10.4712
Imports | 7100 | 7100-Industrial wastes | KTOE | CY | 2014 | nrg_110a | 0.0041868
Primary production | 7100 | 7100-Industrial wastes | KTOE | AT | 2009 | nrg_108a | 21.9765
Primary production | 7100 | 7100-Industrial wastes | KTOE | FR | 2013 | nrg_108a | 2.1478
Primary production | 7100 | 7100-Industrial wastes | KTOE | HR | 2010 | nrg_108a | 0.3182
Primary production | 7100 | 7100-Industrial wastes | KTOE | HU | 2011 | nrg_108a | 2.1855
Imports | 3234 | 3234-Gasoline (without bio components) | KTOE | EL | 2010 | nrg_110a | 16.6593
Imports | 3234 | 3234-Gasoline (without bio components) | KTOE | RO | 2011 | nrg_110a | 2.9601
Primary production | 7100 | 7100-Industrial wastes | KTOE | HR | 2013 | nrg_110a | 0.36425
Imports | 3234 | 3234-Gasoline (without bio components) | KTOE | IT | 2010 | nrg_102a | 5.8531
Imports | 3234 | 3234-Gasoline (without bio components) | KTOE | MT | 2011 | nrg_102a | 3.5253
Imports | 3234 | 3234-Gasoline (without bio components) | KTOE | MD | 2012 | nrg_102a | 7.2306
Imports | 3234 | 3234-Gasoline (without bio components) | KTOE | NL | 2009 | nrg_102a | 449.2855
Imports | 3234 | 3234-Gasoline (without bio components) | KTOE | TR | 2012 | nrg_102a | 2.1813
Imports | 3234 | 3234-Gasoline (without bio components) | KTOE | UA | 2014 | nrg_102a | 94.4668
Imports | 3105 | 3105-Crude oil (without NGL) | KTOE | IT | 2011 | nrg_102a | 3070.7959
Imports | 3105 | 3105-Crude oil (without NGL) | KTOE | UA | 2009 | nrg_102a | 298.5607
Imports | 3105 | 3105-Crude oil (without NGL) | KTOE | TR | 2011 | nrg_102a | 768.7132
Imports | 3270A | 3270A-Total fuel oil | KTOE | LU | 2011 | nrg_102a | 0.079549
Imports | 3270A | 3270A-Total fuel oil | KTOE | LV | 2010 | nrg_102a | 8.6416
Imports | 3270A | 3270A-Total fuel oil | KTOE | SK | 2014 | nrg_102a | 0.1591
Imports | 3270A | 3270A-Total fuel oil | KTOE | CZ | 2009 | nrg_102a | 4.2412
Imports | 3270A | 3270A-Total fuel oil | KTOE | HR | 2010 | nrg_102a | 2.2818
Imports | 3270A | 3270A-Total fuel oil | KTOE | IS | 2010 | nrg_102a | 3.7221
Imports | 3270A | 3270A-Total fuel oil | KTOE | LT | 2009 | nrg_102a | 7.5195
Imports | 3270A | 3270A-Total fuel oil | KTOE | IE | 2014 | nrg_102a | 4.1198
Imports | 3270A | 3270A-Total fuel oil | KTOE | HU | 2010 | nrg_102a | 0.67826
Transformation output from Coke Ovens | 4000 | 4000-Gas | KTOE | PL | 2012 | nrg_103a | 65.3225
Transformation output from Coke Ovens | 4000 | 4000-Gas | KTOE | SE | 2010 | nrg_103a | 7.666
Transformation output from Coke Ovens | 4000 | 4000-Gas | KTOE | TR | 2011 | nrg_103a | 23.9778
Consumption in Oil and gas extraction | 4000 | 4000-Gas | KTOE | LT | 2014 | nrg_103a | 0.0041868
Consumption in Oil and gas extraction | 4000 | 4000-Gas | KTOE | NO | 2012 | nrg_103a | 150.9634
Consumption in Coal Mines | 4000 | 4000-Gas | KTOE | PL | 2013 | nrg_103a | 0.65314
Consumption in Coke Ovens | 4000 | 4000-Gas | KTOE | CZ | 2014 | nrg_103a | 2.7424
Consumption in Coke Ovens | 4000 | 4000-Gas | KTOE | BE | 2014 | nrg_103a | 4.4841
Primary production | 4100 | 4100-Natural gas | KTOE | BG | 2014 | nrg_103a | 6.6779
Primary production | 4100 | 4100-Natural gas | KTOE | DK | 2013 | nrg_103a | 179.2746
Primary production | 4100 | 4100-Natural gas | KTOE | ES | 2010 | nrg_103a | 1.8673
Primary production | 4100 | 4100-Natural gas | KTOE | RO | 2011 | nrg_103a | 362.8616
Imports | 4100 | 4100-Natural gas | KTOE | CZ | 2010 | nrg_103a | 292.0879
Imports | 4100 | 4100-Natural gas | KTOE | DE | 2011 | nrg_103a | 3145.5721
Imports | 4100 | 4100-Natural gas | KTOE | NL | 2014 | nrg_103a | 873.8563
Imports | 4100 | 4100-Natural gas | KTOE | SK | 2011 | nrg_103a | 203.5664
Transformation input in Coke Ovens | 4100 | 4100-Natural gas | KTOE | UK | 2009 | nrg_103a | 1.1388
Transformation input in Gas Works | 4100 | 4100-Natural gas | KTOE | HR | 2013 | nrg_103a | 0.071176
Transformation input in Gas Works | 4100 | 4100-Natural gas | KTOE | SE | 2014 | nrg_103a | 0.30982
Consumption in Oil and gas extraction | 4100 | 4100-Natural gas | KTOE | IT | 2013 | nrg_103a | 32.9124
Consumption in Oil and gas extraction | 4100 | 4100-Natural gas | KTOE | NO | 2014 | nrg_103a | 159.3077
Consumption in Coal Mines | 4100 | 4100-Natural gas | KTOE | SK | 2013 | nrg_103a | 0.0041868
Consumption in Pipeline transport | 4100 | 4100-Natural gas | KTOE | AT | 2010 | nrg_103a | 5.7192
Primary production | 4000 | 4000-Gas | KTOE | CZ | 2009 | nrg_103a | 7.6074
Primary production | 4000 | 4000-Gas | KTOE | HU | 2010 | nrg_103a | 93.5708
Imports | 4000 | 4000-Gas | KTOE | HR | 2011 | nrg_103a | 29.7891
Imports | 4000 | 4000-Gas | KTOE | IE | 2009 | nrg_103a | 167.9954
Imports | 4000 | 4000-Gas | KTOE | MD | 2014 | nrg_103a | 32.0876
Imports | 4000 | 4000-Gas | KTOE | SK | 2012 | nrg_103a | 165.7722
Imports | 4000 | 4000-Gas | KTOE | TR | 2013 | nrg_103a | 1560.5878
Imports | 7200 | 7200-Waste (non-renewable) | KTOE | LV | 2010 | nrg_108a | 0.762
Primary production | 7200 | 7200-Waste (non-renewable) | KTOE | DK | 2011 | nrg_108a | 17.2915
Primary production | 7200 | 7200-Waste (non-renewable) | KTOE | EL | 2012 | nrg_108a | 0.62383
Primary production | 7200 | 7200-Waste (non-renewable) | KTOE | ES | 2014 | nrg_108a | 8.5494
Primary production | 7200 | 7200-Waste (non-renewable) | KTOE | IE | 2011 | nrg_108a | 0.59453
Primary production | 2210 | 2210-Lignite/Brown Coal | KTOE | DE | 2009 | nrg_110a | 1528.7137
Consumption in BKB / PB Plants | 2210 | 2210-Lignite/Brown Coal | KTOE | DE | 2010 | nrg_110a | 10.354
Imports | 2210 | 2210-Lignite/Brown Coal | KTOE | IT | 2009 | nrg_110a | 0.075362
Primary production | 3105 | 3105-Crude oil (without NGL) | KTOE | DK | 2014 | nrg_110a | 338.4651
Primary production | 3105 | 3105-Crude oil (without NGL) | KTOE | IT | 2011 | nrg_110a | 224.6888
Imports | 3105 | 3105-Crude oil (without NGL) | KTOE | CZ | 2012 | nrg_110a | 301.1942
Imports | 3105 | 3105-Crude oil (without NGL) | KTOE | HU | 2010 | nrg_110a | 213.196
Imports | 3105 | 3105-Crude oil (without NGL) | KTOE | FR | 2011 | nrg_110a | 2733.3608
Imports | 3105 | 3105-Crude oil (without NGL) | KTOE | HR | 2014 | nrg_110a | 78.4271
Imports | 3105 | 3105-Crude oil (without NGL) | KTOE | SK | 2013 | nrg_110a | 240.741
Imports | 3270A | 3270A-Total fuel oil | KTOE | LT | 2010 | nrg_110a | 10.7182
Imports | 3270A | 3270A-Total fuel oil | KTOE | IT | 2011 | nrg_110a | 34.001
Imports | 3270A | 3270A-Total fuel oil | KTOE | NL | 2012 | nrg_110a | 1328.3586
Primary production | 4000 | 4000-Gas | KTOE | EL | 2012 | nrg_110a | 0.28889
Primary production | 4000 | 4000-Gas | KTOE | IE | 2013 | nrg_110a | 6.075
Imports | 4000 | 4000-Gas | KTOE | DE | 2010 | nrg_110a | 3299.2947
Imports | 4000 | 4000-Gas | KTOE | IE | 2013 | nrg_110a | 155.3345
Imports | 4000 | 4000-Gas | KTOE | SK | 2010 | nrg_110a | 209.453
Consumption in Oil and gas extraction | 4000 | 4000-Gas | KTOE | IT | 2009 | nrg_110a | 8.2731
Consumption in Oil and gas extraction | 4000 | 4000-Gas | KTOE | NL | 2010 | nrg_110a | 27.0928
Transformation input in Gas Works | 3220 | 3220-Liquified petroleum gas (LPG) | KTOE | PL | 2011 | nrg_110a | 0.13816
Imports | 5544 | 5544-Charcoal | KTOE | EL | 2009 | nrg_110a | 2.0767
Imports | 3220 | 3220-Liquified petroleum gas (LPG) | KTOE | IT | 2010 | nrg_102a | 94.4835
Imports | 3220 | 3220-Liquified petroleum gas (LPG) | KTOE | MD | 2013 | nrg_102a | 4.1407
Imports | 3220 | 3220-Liquified petroleum gas (LPG) | KTOE | TR | 2009 | nrg_102a | 141.451
Transformation input in Gas Works | 3220 | 3220-Liquified petroleum gas (LPG) | KTOE | ES | 2010 | nrg_102a | 0.78293
Transformation input in Gas Works | 3220 | 3220-Liquified petroleum gas (LPG) | KTOE | HR | 2009 | nrg_102a | 0.09211
Imports | 3220 | 3220-Liquified petroleum gas (LPG) | KTOE | IE | 2010 | nrg_110a | 4.8106
Imports | 3220 | 3220-Liquified petroleum gas (LPG) | KTOE | LV | 2012 | nrg_110a | 6.9668
Imports | 3220 | 3220-Liquified petroleum gas (LPG) | KTOE | NL | 2009 | nrg_110a | 76.4258
Imports | 3220 | 3220-Liquified petroleum gas (LPG) | KTOE | TR | 2014 | nrg_110a | 147.5428
Imports | 5544 | 5544-Charcoal | KTOE | NL | 2009 | nrg_110a | 1.3816
Imports | 3220 | 3220-Liquified petroleum gas (LPG) | KTOE | BG | 2014 | nrg_102a | 16.0061
Imports | 3220 | 3220-Liquified petroleum gas (LPG) | KTOE | FR | 2014 | nrg_102a | 160.0321
Imports | 3220 | 3220-Liquified petroleum gas (LPG) | KTOE | UA | 2011 | nrg_110a | 11.5932
Imports | 3220 | 3220-Liquified petroleum gas (LPG) | KTOE | UK | 2013 | nrg_110a | 19.0918
Imports | 3220 | 3220-Liquified petroleum gas (LPG) | KTOE | SI | 2011 | nrg_110a | 4.1449
Imports | 5544 | 5544-Charcoal | KTOE | BE | 2011 | nrg_110a | 0.26377
Imports | 3220 | 3220-Liquified petroleum gas (LPG) | KTOE | AT | 2009 | nrg_102a | 4.5552
Imports | 5544 | 5544-Charcoal | KTOE | AT | 2013 | nrg_107a | 0.40193
Imports | 3220 | 3220-Liquified petroleum gas (LPG) | KTOE | AL | 2014 | nrg_110a | 7.4274
Imports | 3220 | 3220-Liquified petroleum gas (LPG) | KTOE | BG | 2009 | nrg_110a | 12.3259
Imports | 3220 | 3220-Liquified petroleum gas (LPG) | KTOE | SE | 2009 | nrg_110a | 35.144
Imports | 5544 | 5544-Charcoal | KTOE | CY | 2011 | nrg_110a | 0.33913
Transformation input in Gas Works | 3220 | 3220-Liquified petroleum gas (LPG) | KTOE | PL | 2010 | nrg_110a | 0.13816
Imports | 3220 | 3220-Liquified petroleum gas (LPG) | KTOE | DE | 2014 | nrg_102a | 30.8986
Imports | 3220 | 3220-Liquified petroleum gas (LPG) | KTOE | IT | 2009 | nrg_102a | 84.5482
Imports | 3220 | 3220-Liquified petroleum gas (LPG) | KTOE | MD | 2012 | nrg_102a | 3.5881
Transformation input in Gas Works | 3220 | 3220-Liquified petroleum gas (LPG) | KTOE | ES | 2009 | nrg_102a | 0.78293
Imports | 3220 | 3220-Liquified petroleum gas (LPG) | KTOE | CZ | 2014 | nrg_110a | 3.8979
Imports | 3220 | 3220-Liquified petroleum gas (LPG) | KTOE | IE | 2009 | nrg_110a | 3.8686
Imports | 3220 | 3220-Liquified petroleum gas (LPG) | KTOE | MD | 2014 | nrg_110a | 3.5881
Imports | 3220 | 3220-Liquified petroleum gas (LPG) | KTOE | LV | 2011 | nrg_110a | 6.3304
Imports | 3220 | 3220-Liquified petroleum gas (LPG) | KTOE | TR | 2013 | nrg_110a | 144.1892
Imports | 3220 | 3220-Liquified petroleum gas (LPG) | KTOE | BG | 2013 | nrg_102a | 15.2274
Imports | 3220 | 3220-Liquified petroleum gas (LPG) | KTOE | FR | 2013 | nrg_102a | 148.1667
Imports | 3220 | 3220-Liquified petroleum gas (LPG) | KTOE | UA | 2010 | nrg_110a | 2.6209
Imports | 3220 | 3220-Liquified petroleum gas (LPG) | KTOE | UK | 2012 | nrg_110a | 13.4606
Imports | 3220 | 3220-Liquified petroleum gas (LPG) | KTOE | SI | 2010 | nrg_110a | 4.3752
Imports | 5544 | 5544-Charcoal | KTOE | BE | 2010 | nrg_110a | 0.26377
Imports | 5544 | 5544-Charcoal | KTOE | SK | 2013 | nrg_110a | 0.025121
Imports | 5544 | 5544-Charcoal | KTOE | AT | 2009 | nrg_107a | 0.43543
Imports | 3220 | 3220-Liquified petroleum gas (LPG) | KTOE | AT | 2013 | nrg_110a | 2.8596
Imports | 3220 | 3220-Liquified petroleum gas (LPG) | KTOE | AL | 2010 | nrg_110a | 4.5887
Imports | 3220 | 3220-Liquified petroleum gas (LPG) | KTOE | PL | 2012 | nrg_110a | 89.4719
Imports | 3220 | 3220-Liquified petroleum gas (LPG) | KTOE | RS | 2011 | nrg_102a | 14.905
Imports | 3220 | 3220-Liquified petroleum gas (LPG) | KTOE | CY | 2011 | nrg_110a | 2.5539
Consumption in Oil and gas extraction | 3220 | 3220-Liquified petroleum gas (LPG) | KTOE | HU | 2012 | nrg_102a | 0.56522
Imports | 3220 | 3220-Liquified petroleum gas (LPG) | KTOE | MK | 2012 | nrg_102a | 2.4032
Imports | 3220 | 3220-Liquified petroleum gas (LPG) | KTOE | PT | 2014 | nrg_102a | 37.9031
Imports | 3220 | 3220-Liquified petroleum gas (LPG) | KTOE | ES | 2014 | nrg_110a | 29.5797
Imports | 3220 | 3220-Liquified petroleum gas (LPG) | KTOE | ME | 2012 | nrg_110a | 0.79549
Imports | 3220 | 3220-Liquified petroleum gas (LPG) | KTOE | MK | 2011 | nrg_110a | 1.8757
Imports | 3220 | 3220-Liquified petroleum gas (LPG) | KTOE | RO | 2013 | nrg_110a | 5.3926
Consumption in Oil and gas extraction | 3220 | 3220-Liquified petroleum gas (LPG) | KTOE | HU | 2011 | nrg_110a | 0.51498
Imports | 3220 | 3220-Liquified petroleum gas (LPG) | KTOE | DE | 2010 | nrg_102a | 41.4744
Imports | 3220 | 3220-Liquified petroleum gas (LPG) | KTOE | HR | 2011 | nrg_102a | 0.65733
Imports | 3220 | 3220-Liquified petroleum gas (LPG) | KTOE | NL | 2012 | nrg_102a | 78.2806
Imports | 5544 | 5544-Charcoal | KTOE | LT | 2013 | nrg_107a | 0.029308
Imports | 5544 | 5544-Charcoal | KTOE | LV | 2013 | nrg_107a | 0.058615
Imports | 5544 | 5544-Charcoal | KTOE | UA | 2013 | nrg_107a | 0.029308
Imports | 3220 | 3220-Liquified petroleum gas (LPG) | KTOE | CZ | 2010 | nrg_110a | 3.0229
Imports | 3220 | 3220-Liquified petroleum gas (LPG) | KTOE | HU | 2013 | nrg_110a | 8.2731
Consumption in Oil and gas extraction | 4000 | 4000-Gas | KTOE | RS | 2012 | nrg_110a | 1.6705
Consumption in Coal Mines | 4000 | 4000-Gas | KTOE | SK | 2014 | nrg_110a | 0.0041868
Consumption in Coke Ovens | 4000 | 4000-Gas | KTOE | CZ | 2012 | nrg_110a | 9.1147
Transformation output from Coke Ovens | 4000 | 4000-Gas | KTOE | SE | 2014 | nrg_110a | 7.4399
Consumption in Coke Ovens | 4000 | 4000-Gas | KTOE | PL | 2009 | nrg_110a | 32.3975
Imports | 4100 | 4100-Natural gas | KTOE | PT | 2010 | nrg_110a | 188.6153
Consumption in Oil and gas extraction | 4100 | 4100-Natural gas | KTOE | HR | 2010 | nrg_110a | 8.0093
Consumption in Oil and gas extraction | 4100 | 4100-Natural gas | KTOE | FR | 2010 | nrg_110a | 0.65314
Consumption in Oil and gas extraction | 4100 | 4100-Natural gas | KTOE | ES | 2012 | nrg_110a | 0.19678
Consumption in Coke Ovens | 4100 | 4100-Natural gas | KTOE | FR | 2014 | nrg_110a | 0.18003
Consumption in Pipeline transport | 4100 | 4100-Natural gas | KTOE | CZ | 2011 | nrg_110a | 2.6293
Primary production | 5100 | 5100-Nuclear heat | KTOE | HU | 2011 | nrg_110a | 169.9045
Primary production | 5100 | 5100-Nuclear heat | KTOE | FR | 2009 | nrg_110a | 4425.1503
Primary production | 5100 | 5100-Nuclear heat | KTOE | UK | 2014 | nrg_110a | 688.4774
Primary production | 4000 | 4000-Gas | KTOE | AT | 2009 | nrg_100a | 56.2664
Primary production | 4000 | 4000-Gas | KTOE | AL | 2010 | nrg_100a | 0.48567
Primary production | 4000 | 4000-Gas | KTOE | HU | 2013 | nrg_100a | 64.6568
Primary production | 4000 | 4000-Gas | KTOE | UK | 2011 | nrg_100a | 1706.5062
Primary production | 7200 | 7200-Waste (non-renewable) | KTOE | HR | 2009 | nrg_100a | 0.37263
Primary production | 7200 | 7200-Waste (non-renewable) | KTOE | UK | 2012 | nrg_100a | 31.4136
Transformation output from Coke Ovens | 4000 | 4000-Gas | KTOE | HU | 2012 | nrg_100a | 8.4364
Imports | 4000 | 4000-Gas | KTOE | ES | 2011 | nrg_100a | 1292.8336
Imports | 4000 | 4000-Gas | KTOE | PT | 2012 | nrg_100a | 164.2147
Consumption in Pipeline transport | 4000 | 4000-Gas | KTOE | FI | 2009 | nrg_100a | 0.39775
Consumption in Pipeline transport | 4000 | 4000-Gas | KTOE | FR | 2011 | nrg_100a | 0.01256
Primary production | 5100 | 5100-Nuclear heat | KTOE | UA | 2009 | nrg_100a | 901.9916
Imports | 2210 | 2210-Lignite/Brown Coal | KTOE | FR | 2012 | nrg_101a | 1.2937
Imports | 2210 | 2210-Lignite/Brown Coal | KTOE | NL | 2011 | nrg_101a | 0.41868
Primary production | 2210 | 2210-Lignite/Brown Coal | KTOE | BG | 2011 | nrg_101a | 259.657
Primary production | 2210 | 2210-Lignite/Brown Coal | KTOE | DE | 2012 | nrg_101a | 1675.9342
Primary production | 2210 | 2210-Lignite/Brown Coal | KTOE | RS | 2012 | nrg_101a | 304.7237
Imports | 2210 | 2210-Lignite/Brown Coal | KTOE | CZ | 2011 | nrg_101a | 1.4193
Consumption in Coal Mines | 2210 | 2210-Lignite/Brown Coal | KTOE | SK | 2009 | nrg_101a | 0.020934
Primary production | 3105 | 3105-Crude oil (without NGL) | KTOE | DK | 2014 | nrg_102a | 338.4651
Imports | 3105 | 3105-Crude oil (without NGL) | KTOE | IT | 2012 | nrg_102a | 2929.7342
Imports | 3105 | 3105-Crude oil (without NGL) | KTOE | UA | 2010 | nrg_102a | 331.7746
Imports | 3105 | 3105-Crude oil (without NGL) | KTOE | TR | 2012 | nrg_102a | 850.9629
Imports | 3270A | 3270A-Total fuel oil | KTOE | LU | 2012 | nrg_102a | 0.079549
Imports | 3270A | 3270A-Total fuel oil | KTOE | LV | 2011 | nrg_102a | 6.3597
Imports | 3270A | 3270A-Total fuel oil | KTOE | MD | 2009 | nrg_102a | 1.8003
Imports | 3270A | 3270A-Total fuel oil | KTOE | CZ | 2010 | nrg_102a | 2.8805
Imports | 3270A | 3270A-Total fuel oil | KTOE | HR | 2011 | nrg_102a | 0.51916
Imports | 3270A | 3270A-Total fuel oil | KTOE | LT | 2010 | nrg_102a | 10.7182
Imports | 3270A | 3270A-Total fuel oil | KTOE | IS | 2011 | nrg_102a | 3.5588
Imports | 3270A | 3270A-Total fuel oil | KTOE | HU | 2011 | nrg_102a | 0.51916
Transformation output from Coke Ovens | 4000 | 4000-Gas | KTOE | PL | 2013 | nrg_103a | 68.8436
Transformation output from Coke Ovens | 4000 | 4000-Gas | KTOE | SE | 2011 | nrg_103a | 8.4364
Transformation output from Coke Ovens | 4000 | 4000-Gas | KTOE | TR | 2012 | nrg_103a | 26.2429
Consumption in Oil and gas extraction | 4000 | 4000-Gas | KTOE | NO | 2013 | nrg_103a | 148.7151
Consumption in Coal Mines | 4000 | 4000-Gas | KTOE | PL | 2014 | nrg_103a | 0.48148
Consumption in Coke Ovens | 4000 | 4000-Gas | KTOE | SE | 2009 | nrg_103a | 3.676
Consumption in Pipeline transport | 4000 | 4000-Gas | KTOE | AT | 2009 | nrg_103a | 7.5614
Primary production | 4100 | 4100-Natural gas | KTOE | DK | 2014 | nrg_103a | 173.6475
Primary production | 4100 | 4100-Natural gas | KTOE | ES | 2011 | nrg_103a | 1.905
Primary production | 4100 | 4100-Natural gas | KTOE | RO | 2012 | nrg_103a | 363.5273
Imports | 4100 | 4100-Natural gas | KTOE | CZ | 2011 | nrg_103a | 319.9762
Imports | 4100 | 4100-Natural gas | KTOE | DE | 2012 | nrg_103a | 3101.9248
Imports | 4100 | 4100-Natural gas | KTOE | SK | 2012 | nrg_103a | 165.7722
Transformation input in Coke Ovens | 4100 | 4100-Natural gas | KTOE | UK | 2010 | nrg_103a | 0.85411
Transformation input in Gas Works | 4100 | 4100-Natural gas | KTOE | HR | 2014 | nrg_103a | 0.037681
Consumption in Oil and gas extraction | 4100 | 4100-Natural gas | KTOE | IT | 2014 | nrg_103a | 35.7469
Consumption in Oil and gas extraction | 4100 | 4100-Natural gas | KTOE | PL | 2009 | nrg_103a | 6.0918
Consumption in Coal Mines | 4100 | 4100-Natural gas | KTOE | DE | 2010 | nrg_103a | 0.17166
Consumption in Coal Mines | 4100 | 4100-Natural gas | KTOE | SK | 2014 | nrg_103a | 0.0041868
Consumption in Pipeline transport | 4100 | 4100-Natural gas | KTOE | AT | 2011 | nrg_103a | 7.1636
Imports | 2117 | 2117-Other Bituminous Coal | KTOE | NO | 2012 | nrg_101a | 20.3144
Imports | 3285 | 3285-Petroleum coke | KTOE | NO | 2012 | nrg_102a | 13.2303
Imports | 3285 | 3285-Petroleum coke | KTOE | PL | 2010 | nrg_102a | 0.25539
Imports | 3247 | 3247-Kerosene type jet fuel (without bio components) | KTOE | AT | 2009 | nrg_110a | 9.8725
Imports | 3247 | 3247-Kerosene type jet fuel (without bio components) | KTOE | NO | 2014 | nrg_110a | 16.5923
Imports | 3285 | 3285-Petroleum coke | KTOE | AT | 2013 | nrg_110a | 2.4325
Imports | 3285 | 3285-Petroleum coke | KTOE | NO | 2014 | nrg_110a | 13.963
Imports | 3285 | 3285-Petroleum coke | KTOE | PL | 2011 | nrg_110a | 2.4325
Imports | 2117 | 2117-Other Bituminous Coal | KTOE | EE | 2010 | nrg_101a | 1.9301
Imports | 2117 | 2117-Other Bituminous Coal | KTOE | PL | 2013 | nrg_101a | 195.7162
Imports | 2117 | 2117-Other Bituminous Coal | KTOE | PT | 2010 | nrg_101a | 67.755
Imports | 3247 | 3247-Kerosene type jet fuel (without bio components) | KTOE | EE | 2012 | nrg_102a | 2.4953
Imports | 3247 | 3247-Kerosene type jet fuel (without bio components) | KTOE | EL | 2010 | nrg_102a | 19.3933
Imports | 3285 | 3285-Petroleum coke | KTOE | PT | 2013 | nrg_102a | 13.0544
Imports | 2117 | 2117-Other Bituminous Coal | KTOE | EL | 2009 | nrg_110a | 6.9417
Imports | 2117 | 2117-Other Bituminous Coal | KTOE | EE | 2011 | nrg_110a | 1.8213
Imports | 2117 | 2117-Other Bituminous Coal | KTOE | PT | 2014 | nrg_110a | 108.1744
Imports | 3191 | 3191-Refinery feedstocks | KTOE | EL | 2014 | nrg_110a | 198.2031
Imports | 3247 | 3247-Kerosene type jet fuel (without bio components) | KTOE | EL | 2010 | nrg_110a | 19.3933
Imports | 3247 | 3247-Kerosene type jet fuel (without bio components) | KTOE | RO | 2012 | nrg_110a | 1.9385
Imports | 3285 | 3285-Petroleum coke | KTOE | EL | 2012 | nrg_110a | 28.9936
Imports | 2117 | 2117-Other Bituminous Coal | KTOE | NL | 2014 | nrg_101a | 1053.738
Consumption in Coal Mines | 2117 | 2117-Other Bituminous Coal | KTOE | HU | 2012 | nrg_101a | 0.075362
Imports | 3247 | 3247-Kerosene type jet fuel (without bio components) | KTOE | ES | 2012 | nrg_102a | 98.9006
Imports | 3247 | 3247-Kerosene type jet fuel (without bio components) | KTOE | ME | 2010 | nrg_102a | 0.83317
Imports | 3247 | 3247-Kerosene type jet fuel (without bio components) | KTOE | NL | 2012 | nrg_102a | 115.0993
Imports | 3285 | 3285-Petroleum coke | KTOE | ME | 2014 | nrg_102a | 0.49404
Imports | 3285 | 3285-Petroleum coke | KTOE | MK | 2011 | nrg_102a | 3.5965
Primary production | 2117 | 2117-Other Bituminous Coal | KTOE | UA | 2014 | nrg_110a | 558.3307
Imports | 3247 | 3247-Kerosene type jet fuel (without bio components) | KTOE | NL | 2010 | nrg_110a | 165.2991
Imports | 3285 | 3285-Petroleum coke | KTOE | ES | 2014 | nrg_110a | 43.0068
Imports | 2117 | 2117-Other Bituminous Coal | KTOE | CZ | 2014 | nrg_101a | 29.0313
Imports | 2117 | 2117-Other Bituminous Coal | KTOE | DE | 2009 | nrg_101a | 812.189
Imports | 2117 | 2117-Other Bituminous Coal | KTOE | HR | 2013 | nrg_101a | 29.7137
Imports | 2117 | 2117-Other Bituminous Coal | KTOE | IS | 2009 | nrg_101a | 0.28052
Imports | 2117 | 2117-Other Bituminous Coal | KTOE | MD | 2014 | nrg_101a | 0.99646
Imports | 2117 | 2117-Other Bituminous Coal | KTOE | TR | 2012 | nrg_101a | 640.819
Imports | 3191 | 3191-Refinery feedstocks | KTOE | HR | 2014 | nrg_102a | 18.9578
Imports | 3191 | 3191-Refinery feedstocks | KTOE | LT | 2014 | nrg_102a | 20.3897
Imports | 3191 | 3191-Refinery feedstocks | KTOE | RS | 2009 | nrg_102a | 0.68664
Imports | 3247 | 3247-Kerosene type jet fuel (without bio components) | KTOE | CY | 2011 | nrg_102a | 12.5227
Imports | 3247 | 3247-Kerosene type jet fuel (without bio components) | KTOE | IE | 2012 | nrg_102a | 31.8825
Imports | 3247 | 3247-Kerosene type jet fuel (without bio components) | KTOE | SE | 2009 | nrg_102a | 30.8316
Imports | 3285 | 3285-Petroleum coke | KTOE | SK | 2011 | nrg_102a | 3.6802
Transformation input in Coke Ovens | 3285 | 3285-Petroleum coke | KTOE | DE | 2010 | nrg_102a | 35.0854
Imports | 3285 | 3285-Petroleum coke | KTOE | BG | 2014 | nrg_102a | 11.2709
Imports | 3285 | 3285-Petroleum coke | KTOE | IE | 2014 | nrg_102a | 6.6612
Primary production | 2117 | 2117-Other Bituminous Coal | KTOE | CZ | 2009 | nrg_110a | 129.4642
Primary production | 2117 | 2117-Other Bituminous Coal | KTOE | ES | 2014 | nrg_110a | 25.2799
Primary production | 2117 | 2117-Other Bituminous Coal | KTOE | PL | 2014 | nrg_110a | 1361.6939
Imports | 2117 | 2117-Other Bituminous Coal | KTOE | CZ | 2014 | nrg_110a | 29.0313
Imports | 2117 | 2117-Other Bituminous Coal | KTOE | HR | 2010 | nrg_110a | 26.9546
Imports | 2117 | 2117-Other Bituminous Coal | KTOE | IT | 2011 | nrg_110a | 445.9654
Imports | 2117 | 2117-Other Bituminous Coal | KTOE | MD | 2009 | nrg_110a | 0.86248
Imports | 2117 | 2117-Other Bituminous Coal | KTOE | RS | 2011 | nrg_110a | 3.877
Consumption in Coke Ovens | 2117 | 2117-Other Bituminous Coal | KTOE | PL | 2014 | nrg_110a | 0.046055
Imports | 3191 | 3191-Refinery feedstocks | KTOE | HR | 2010 | nrg_110a | 0.55266
Imports | 3191 | 3191-Refinery feedstocks | KTOE | HU | 2011 | nrg_110a | 7.9424
Imports | 3191 | 3191-Refinery feedstocks | KTOE | LT | 2014 | nrg_110a | 20.3897
Imports | 3191 | 3191-Refinery feedstocks | KTOE | RS | 2009 | nrg_110a | 0.68664
Imports | 3191 | 3191-Refinery feedstocks | KTOE | SE | 2014 | nrg_110a | 17.124
Imports | 3247 | 3247-Kerosene type jet fuel (without bio components) | KTOE | DE | 2012 | nrg_110a | 206.7233
Imports | 3247 | 3247-Kerosene type jet fuel (without bio components) | KTOE | IS | 2011 | nrg_110a | 6.1044
Imports | 3247 | 3247-Kerosene type jet fuel (without bio components) | KTOE | SE | 2009 | nrg_110a | 30.8316
Consumption in Oil and gas extraction | 3260 | 3260-Gas/diesel oil (without bio components) | KTOE | DE | 2014 | nrg_110a | 0.041868
Imports | 3260 | 3260-Gas/diesel oil (without bio components) | KTOE | AT | 2010 | nrg_102a | 201.9294
Imports | 3260 | 3260-Gas/diesel oil (without bio components) | KTOE | AL | 2010 | nrg_110a | 26.9211
Imports | 3260 | 3260-Gas/diesel oil (without bio components) | KTOE | PL | 2009 | nrg_110a | 95.0864
Consumption in Coal Mines | 3260 | 3260-Gas/diesel oil (without bio components) | KTOE | EE | 2013 | nrg_102a | 0.63639
Consumption in Pipeline transport | 3260 | 3260-Gas/diesel oil (without bio components) | KTOE | PL | 2011 | nrg_102a | 0.041868
Consumption in Pipeline transport | 3260 | 3260-Gas/diesel oil (without bio components) | KTOE | UA | 2014 | nrg_102a | 0.20934
Imports | 3260 | 3260-Gas/diesel oil (without bio components) | KTOE | CY | 2014 | nrg_110a | 23.5005
Imports | 3260 | 3260-Gas/diesel oil (without bio components) | KTOE | EE | 2012 | nrg_110a | 30.1617
Imports | 3260 | 3260-Gas/diesel oil (without bio components) | KTOE | RS | 2012 | nrg_110a | 31.133
Consumption in Coal Mines | 3260 | 3260-Gas/diesel oil (without bio components) | KTOE | ES | 2013 | nrg_110a | 0.81643
Imports | 3260 | 3260-Gas/diesel oil (without bio components) | KTOE | MT | 2011 | nrg_102a | 18.1037
Imports | 3260 | 3260-Gas/diesel oil (without bio components) | KTOE | RO | 2012 | nrg_102a | 65.603
Imports | 3260 | 3260-Gas/diesel oil (without bio components) | KTOE | ES | 2009 | nrg_110a | 483.567
Imports | 3260 | 3260-Gas/diesel oil (without bio components) | KTOE | EL | 2010 | nrg_110a | 107.4626
Imports | 3260 | 3260-Gas/diesel oil (without bio components) | KTOE | MT | 2011 | nrg_110a | 18.1037
Consumption in Coal Mines | 3260 | 3260-Gas/diesel oil (without bio components) | KTOE | EE | 2013 | nrg_110a | 0.63639
Consumption in Coal Mines | 3260 | 3260-Gas/diesel oil (without bio components) | KTOE | MK | 2014 | nrg_110a | 0.083736
Imports | 3260 | 3260-Gas/diesel oil (without bio components) | KTOE | IT | 2010 | nrg_102a | 103.347
Imports | 3260 | 3260-Gas/diesel oil (without bio components) | KTOE | LV | 2014 | nrg_102a | 61.5669
Imports | 3260 | 3260-Gas/diesel oil (without bio components) | KTOE | MD | 2012 | nrg_102a | 17.0738
Imports | 3260 | 3260-Gas/diesel oil (without bio components) | KTOE | NL | 2009 | nrg_102a | 703.4829
Imports | 3260 | 3260-Gas/diesel oil (without bio components) | KTOE | TR | 2013 | nrg_102a | 511.1915
Imports | 3260 | 3260-Gas/diesel oil (without bio components) | KTOE | UA | 2014 | nrg_102a | 201.5065
Consumption in Oil and gas extraction | 3260 | 3260-Gas/diesel oil (without bio components) | KTOE | NL | 2011 | nrg_102a | 0.17166
Consumption in Oil and gas extraction | 3260 | 3260-Gas/diesel oil (without bio components) | KTOE | NO | 2013 | nrg_102a | 11.5932
Consumption in Coke Ovens | 3260 | 3260-Gas/diesel oil (without bio components) | KTOE | BE | 2009 | nrg_102a | 0.041868
Imports | 3260 | 3260-Gas/diesel oil (without bio components) | KTOE | FR | 2014 | nrg_110a | 964.4796
Imports | 3260 | 3260-Gas/diesel oil (without bio components) | KTOE | HR | 2011 | nrg_110a | 40.3608
Imports | 3260 | 3260-Gas/diesel oil (without bio components) | KTOE | MD | 2010 | nrg_110a | 17.1617
Imports | 3260 | 3260-Gas/diesel oil (without bio components) | KTOE | NL | 2009 | nrg_110a | 703.4829
Imports | 3260 | 3260-Gas/diesel oil (without bio components) | KTOE | TR | 2011 | nrg_110a | 435.6072
Consumption in Oil and gas extraction | 3260 | 3260-Gas/diesel oil (without bio components) | KTOE | RO | 2013 | nrg_110a | 1.3147
Consumption in Oil and gas extraction | 3260 | 3260-Gas/diesel oil (without bio components) | KTOE | PL | 2011 | nrg_110a | 0.30145
Consumption in Coke Ovens | 3260 | 3260-Gas/diesel oil (without bio components) | KTOE | BE | 2013 | nrg_110a | 0.041868
Imports | 3260 | 3260-Gas/diesel oil (without bio components) | KTOE | DK | 2010 | nrg_102a | 94.7515
Imports | 3260 | 3260-Gas/diesel oil (without bio components) | KTOE | BG | 2014 | nrg_102a | 38.8744
Imports | 3260 | 3260-Gas/diesel oil (without bio components) | KTOE | FR | 2014 | nrg_102a | 964.4796
Imports | 3260 | 3260-Gas/diesel oil (without bio components) | KTOE | SI | 2009 | nrg_102a | 85.1135
Imports | 3260 | 3260-Gas/diesel oil (without bio components) | KTOE | XK | 2009 | nrg_102a | 12.6567
Imports | 3260 | 3260-Gas/diesel oil (without bio components) | KTOE | BE | 2014 | nrg_110a | 416.7122
Imports | 3260 | 3260-Gas/diesel oil (without bio components) | KTOE | UK | 2009 | nrg_110a | 282.0228
Imports | 3260 | 3260-Gas/diesel oil (without bio components) | KTOE | AL | 2011 | nrg_102a | 26.963
Imports | 3260 | 3260-Gas/diesel oil (without bio components) | KTOE | PL | 2014 | nrg_102a | 62.1363
Imports | 3260 | 3260-Gas/diesel oil (without bio components) | KTOE | EE | 2012 | nrg_102a | 30.1617
Imports | 3260 | 3260-Gas/diesel oil (without bio components) | KTOE | SE | 2010 | nrg_102a | 91.7202
Imports | 3260 | 3260-Gas/diesel oil (without bio components) | KTOE | RO | 2012 | nrg_110a | 65.603
Consumption in Pipeline transport | 3260 | 3260-Gas/diesel oil (without bio components) | KTOE | UA | 2012 | nrg_110a | 0.25539
Imports | 3260 | 3260-Gas/diesel oil (without bio components) | KTOE | ES | 2013 | nrg_102a | 199.8276
Imports | 3260 | 3260-Gas/diesel oil (without bio components) | KTOE | EL | 2013 | nrg_102a | 56.9991
Imports | 3260 | 3260-Gas/diesel oil (without bio components) | KTOE | MK | 2014 | nrg_102a | 23.8564
Imports | 3260 | 3260-Gas/diesel oil (without bio components) | KTOE | ME | 2013 | nrg_110a | 7.3018
Imports | 3260 | 3260-Gas/diesel oil (without bio components) | KTOE | HU | 2012 | nrg_102a | 49.2661
Imports | 3260 | 3260-Gas/diesel oil (without bio components) | KTOE | LU | 2011 | nrg_102a | 88.2829
Imports | 3260 | 3260-Gas/diesel oil (without bio components) | KTOE | IE | 2013 | nrg_102a | 91.8542
Primary production | 5543 | 5543-Municipal waste | KTOE | NL | 2009 | nrg_110a | 63.6101
Imports | 3250 | 3250-Naphtha | KTOE | NO | 2010 | nrg_102a | 4.1701
Primary production | 5543 | 5543-Municipal waste | KTOE | NO | 2012 | nrg_110a | 15.0599
Imports | 3250 | 3250-Naphtha | KTOE | RS | 2014 | nrg_102a | 0.18003
Consumption in Gas Works | 4200 | 4200-Derived gases | KTOE | SE | 2009 | nrg_103a | 0.13398
Primary production | 5543 | 5543-Municipal waste | KTOE | PT | 2010 | nrg_110a | 8.0303
Primary production | 5543 | 5543-Municipal waste | KTOE | PL | 2013 | nrg_110a | 5.514
Transformation output from Coke Ovens | 4200 | 4200-Derived gases | KTOE | ES | 2010 | nrg_103a | 16.0815
Transformation output from Coke Ovens | 4200 | 4200-Derived gases | KTOE | PL | 2011 | nrg_103a | 69.4423
Transformation output from Coke Ovens | 4200 | 4200-Derived gases | KTOE | TR | 2010 | nrg_103a | 25.1082
Transformation output from Coke Ovens | 4200 | 4200-Derived gases | KTOE | SE | 2009 | nrg_103a | 6.6905
Consumption in Coke Ovens | 4200 | 4200-Derived gases | KTOE | FR | 2014 | nrg_103a | 13.8583
Imports | 3250 | 3250-Naphtha | KTOE | RO | 2009 | nrg_110a | 0.39356
Primary production | 5543 | 5543-Municipal waste | KTOE | AT | 2011 | nrg_110a | 15.466
Primary production | 5543 | 5543-Municipal waste | KTOE | LV | 2009 | nrg_110a | 0.062802
Imports | 3250 | 3250-Naphtha | KTOE | NL | 2014 | nrg_102a | 665.4123
Transformation input in Gas Works | 3250 | 3250-Naphtha | KTOE | SE | 2010 | nrg_102a | 0.57359
Consumption in Coal Mines | 4200 | 4200-Derived gases | KTOE | PL | 2010 | nrg_103a | 0.14235
Consumption in Coke Ovens | 4200 | 4200-Derived gases | KTOE | IT | 2011 | nrg_103a | 0.28052
Imports | 3250 | 3250-Naphtha | KTOE | HU | 2009 | nrg_110a | 12.4306
Imports | 3250 | 3250-Naphtha | KTOE | IT | 2014 | nrg_110a | 46.507
Primary production | 5543 | 5543-Municipal waste | KTOE | CZ | 2014 | nrg_110a | 5.7569
Primary production | 5543 | 5543-Municipal waste | KTOE | DE | 2010 | nrg_110a | 195.4021
Primary production | 5543 | 5543-Municipal waste | KTOE | DK | 2012 | nrg_110a | 37.3421
Primary production | 5543 | 5543-Municipal waste | KTOE | BG | 2009 | nrg_110a | 0.24283
Imports | 5543 | 5543-Municipal waste | KTOE | HU | 2012 | nrg_110a | 0.075362
Imports | 3250 | 3250-Naphtha | KTOE | UK | 2014 | nrg_102a | 33.1846
Transformation output from Coke Ovens | 4200 | 4200-Derived gases | KTOE | UA | 2013 | nrg_103a | 129.3931
Transformation output from Coke Ovens | 4200 | 4200-Derived gases | KTOE | UK | 2009 | nrg_103a | 25.7739
Transformation output from Gas Works | 4200 | 4200-Derived gases | KTOE | HR | 2010 | nrg_103a | 0.17585
Transformation output from Gas Works | 4200 | 4200-Derived gases | KTOE | UA | 2011 | nrg_103a | 0.9504
Consumption in Coke Ovens | 4200 | 4200-Derived gases | KTOE | ES | 2013 | nrg_103a | 6.8957
Consumption in Coke Ovens | 4200 | 4200-Derived gases | KTOE | UK | 2009 | nrg_103a | 14.4193
Consumption in Coke Ovens | 4200 | 4200-Derived gases | KTOE | UA | 2014 | nrg_103a | 24.2709
Imports | 3215 | 3215-Ethane | KTOE | NO | 2013 | nrg_102a | 2.2148
Imports | 3250 | 3250-Naphtha | KTOE | AT | 2011 | nrg_102a | 0.46473
Transformation output from Gas Works | 4200 | 4200-Derived gases | KTOE | EE | 2010 | nrg_103a | 6.4142
Imports | 3215 | 3215-Ethane | KTOE | NO | 2012 | nrg_110a | 2.5833
Imports | 3250 | 3250-Naphtha | KTOE | CZ | 2013 | nrg_102a | 6.1462
Imports | 3250 | 3250-Naphtha | KTOE | RS | 2009 | nrg_102a | 8.2354
Imports | 3250 | 3250-Naphtha | KTOE | RS | 2014 | nrg_110a | 0.18003
Imports | 3250 | 3250-Naphtha | KTOE | SE | 2014 | nrg_110a | 14.7417
Primary production | 5543 | 5543-Municipal waste | KTOE | FI | 2012 | nrg_110a | 13.0377
Imports | 3250 | 3250-Naphtha | KTOE | ES | 2014 | nrg_102a | 52.9337
Imports | 3250 | 3250-Naphtha | KTOE | EL | 2010 | nrg_102a | 3.475
Transformation output from Coke Ovens | 4200 | 4200-Derived gases | KTOE | HU | 2013 | nrg_103a | 7.2139
Consumption in Coke Ovens | 4200 | 4200-Derived gases | KTOE | FR | 2009 | nrg_103a | 14.4319
Primary production | 5543 | 5543-Municipal waste | KTOE | UK | 2014 | nrg_110a | 39.515
Imports | 3250 | 3250-Naphtha | KTOE | DE | 2010 | nrg_102a | 302.5424
Imports | 3250 | 3250-Naphtha | KTOE | NL | 2009 | nrg_102a | 585.2016
Imports | 3250 | 3250-Naphtha | KTOE | TR | 2010 | nrg_102a | 53.0635
Transformation output from Coke Ovens | 4200 | 4200-Derived gases | KTOE | NL | 2010 | nrg_103a | 16.697
Transformation output from Coke Ovens | 4200 | 4200-Derived gases | KTOE | SK | 2014 | nrg_103a | 11.6686
Consumption in Coke Ovens | 4200 | 4200-Derived gases | KTOE | AT | 2010 | nrg_103a | 5.6606
Consumption in Coke Ovens | 4200 | 4200-Derived gases | KTOE | NL | 2010 | nrg_103a | 7.5949
Consumption in Coke Ovens | 4200 | 4200-Derived gases | KTOE | PL | 2014 | nrg_103a | 40.1765
Consumption in Gas Works | 4200 | 4200-Derived gases | KTOE | PL | 2009 | nrg_103a | 0.01256
Imports | 3250 | 3250-Naphtha | KTOE | CZ | 2012 | nrg_110a | 5.0577
Imports | 3250 | 3250-Naphtha | KTOE | FR | 2013 | nrg_110a | 74.0519
Imports | 3250 | 3250-Naphtha | KTOE | IT | 2009 | nrg_110a | 86.1099
Imports | 3250 | 3250-Naphtha | KTOE | IE | 2013 | nrg_110a | 0.13398
Imports | 3250 | 3250-Naphtha | KTOE | NL | 2011 | nrg_110a | 580.8431
Imports | 3250 | 3250-Naphtha | KTOE | TR | 2012 | nrg_110a | 61.9939
Primary production | 5543 | 5543-Municipal waste | KTOE | CZ | 2009 | nrg_110a | 3.7179
Primary production | 5543 | 5543-Municipal waste | KTOE | ES | 2014 | nrg_110a | 17.0989
Primary production | 5543 | 5543-Municipal waste | KTOE | HU | 2010 | nrg_110a | 4.4589
Primary production | 5510 | 5510-Hydro power | KTOE | LV | 2011 | nrg_107a | 10.3916
Primary production | 5510 | 5510-Hydro power | KTOE | NO | 2013 | nrg_107a | 461.3561
Primary production | 5550 | 5550-Geothermal Energy | KTOE | IT | 2010 | nrg_107a | 199.9532
Consumption in Coke Ovens | 4210 | 4210-Coke Oven Gas | KTOE | ES | 2010 | nrg_110a | 8.7253
Transformation output from Coke Ovens | 4210 | 4210-Coke Oven Gas | KTOE | AT | 2010 | nrg_110a | 9.6464
Transformation output from Coke Ovens | 4210 | 4210-Coke Oven Gas | KTOE | DE | 2012 | nrg_110a | 60.0596
Primary production | 5510 | 5510-Hydro power | KTOE | IT | 2012 | nrg_110a | 150.7499
Primary production | 5510 | 5510-Hydro power | KTOE | LU | 2013 | nrg_110a | 0.42705
Primary production | 5510 | 5510-Hydro power | KTOE | LT | 2011 | nrg_110a | 1.7291
Primary production | 5550 | 5550-Geothermal Energy | KTOE | LT | 2010 | nrg_110a | 0.18841
Primary production | 5510 | 5510-Hydro power | KTOE | SI | 2014 | nrg_107a | 21.9305
Primary production | 5510 | 5510-Hydro power | KTOE | SK | 2014 | nrg_107a | 15.152
Primary production | 5510 | 5510-Hydro power | KTOE | SK | 2011 | nrg_110a | 13.5987
Imports | 3200 | 3200-All petroleum products | KTOE | AT | 2011 | nrg_102a | 230.9606
Transformation input in Patent Fuel Plants | 3200 | 3200-All petroleum products | KTOE | UK | 2009 | nrg_102a | 3.5002
Transformation output from Coke Ovens | 4210 | 4210-Coke Oven Gas | KTOE | HU | 2013 | nrg_103a | 7.2139
Primary production | 5510 | 5510-Hydro power | KTOE | MD | 2011 | nrg_107a | 1.2686
Consumption in Coke Ovens | 4210 | 4210-Coke Oven Gas | KTOE | FR | 2013 | nrg_110a | 3.4541
Primary production | 5550 | 5550-Geothermal Energy | KTOE | MK | 2012 | nrg_110a | 0.45217
Transformation output from BKB / PB Plants | 2330 | 2330-Peat products | KTOE | LT | 2013 | nrg_101a | 0.13816
Transformation output from BKB / PB Plants | 2330 | 2330-Peat products | KTOE | UA | 2009 | nrg_101a | 3.9816
Transformation input in Gas Works | 3200 | 3200-All petroleum products | KTOE | PL | 2012 | nrg_102a | 0.09211
Consumption in Coal Mines | 3200 | 3200-All petroleum products | KTOE | NO | 2014 | nrg_102a | 0.38937
Transformation output from Coke Ovens | 4210 | 4210-Coke Oven Gas | KTOE | NL | 2010 | nrg_103a | 16.697
Transformation output from Coke Ovens | 4210 | 4210-Coke Oven Gas | KTOE | SK | 2014 | nrg_103a | 11.6686
Consumption in Coke Ovens | 4210 | 4210-Coke Oven Gas | KTOE | DE | 2013 | nrg_103a | 6.1672
Consumption in Coke Ovens | 4210 | 4210-Coke Oven Gas | KTOE | SE | 2014 | nrg_103a | 3.1736
Primary production | 5510 | 5510-Hydro power | KTOE | BE | 2012 | nrg_107a | 1.2853
Primary production | 5510 | 5510-Hydro power | KTOE | FR | 2013 | nrg_107a | 254.5784
Primary production | 5510 | 5510-Hydro power | KTOE | UA | 2014 | nrg_107a | 30.5092
Primary production | 5550 | 5550-Geothermal Energy | KTOE | UK | 2010 | nrg_107a | 0.033494
Transformation output from Coke Ovens | 4210 | 4210-Coke Oven Gas | KTOE | NL | 2012 | nrg_110a | 15.9224
Primary production | 5510 | 5510-Hydro power | KTOE | FR | 2011 | nrg_110a | 161.2462
Primary production | 5510 | 5510-Hydro power | KTOE | UA | 2012 | nrg_110a | 37.7231
Imports | 3200 | 3200-All petroleum products | KTOE | DE | 2010 | nrg_102a | 1510.7607
Imports | 3200 | 3200-All petroleum products | KTOE | LU | 2012 | nrg_102a | 119.3657
Imports | 3200 | 3200-All petroleum products | KTOE | SE | 2013 | nrg_102a | 281.9894
Consumption in Oil and gas extraction | 3200 | 3200-All petroleum products | KTOE | PL | 2010 | nrg_102a | 0.30145
Consumption in Oil and gas extraction | 3200 | 3200-All petroleum products | KTOE | RO | 2012 | nrg_102a | 2.7507
Transformation input in Coke Ovens | 3200 | 3200-All petroleum products | KTOE | DE | 2010 | nrg_102a | 35.0854
Consumption in Coal Mines | 3200 | 3200-All petroleum products | KTOE | ES | 2014 | nrg_102a | 0.77037
Consumption in Coke Ovens | 4210 | 4210-Coke Oven Gas | KTOE | BE | 2014 | nrg_103a | 4.4841
Primary production | 5510 | 5510-Hydro power | KTOE | CZ | 2011 | nrg_107a | 7.0673
Primary production | 5510 | 5510-Hydro power | KTOE | EL | 2010 | nrg_107a | 26.8541
Primary production | 5510 | 5510-Hydro power | KTOE | FI | 2011 | nrg_107a | 44.8029
Primary production | 5510 | 5510-Hydro power | KTOE | IS | 2013 | nrg_107a | 46.306
Primary production | 5550 | 5550-Geothermal Energy | KTOE | DK | 2010 | nrg_107a | 0.21353
Primary production | 5550 | 5550-Geothermal Energy | KTOE | DE | 2009 | nrg_107a | 3.0522
Primary production | 5550 | 5550-Geothermal Energy | KTOE | IS | 2011 | nrg_107a | 172.605
Primary production | 5550 | 5550-Geothermal Energy | KTOE | HU | 2012 | nrg_107a | 4.4882
Primary production | 5550 | 5550-Geothermal Energy | KTOE | RS | 2011 | nrg_107a | 0.26796
Consumption in Coke Ovens | 4210 | 4210-Coke Oven Gas | KTOE | AT | 2014 | nrg_110a | 1.3021
Consumption in Coke Ovens | 4210 | 4210-Coke Oven Gas | KTOE | IT | 2010 | nrg_110a | 0.15491
Consumption in Coke Ovens | 4210 | 4210-Coke Oven Gas | KTOE | NL | 2014 | nrg_110a | 6.3472
Consumption in Coke Ovens | 4210 | 4210-Coke Oven Gas | KTOE | RO | 2010 | nrg_110a | 0.01256
Primary production | 5510 | 5510-Hydro power | KTOE | CZ | 2013 | nrg_110a | 9.8432
Primary production | 5510 | 5510-Hydro power | KTOE | DE | 2009 | nrg_110a | 68.5128
Primary production | 5510 | 5510-Hydro power | KTOE | ES | 2012 | nrg_110a | 73.964
Primary production | 5510 | 5510-Hydro power | KTOE | FI | 2014 | nrg_110a | 48.2277
Primary production | 5510 | 5510-Hydro power | KTOE | IE | 2011 | nrg_110a | 2.5456
Primary production | 5510 | 5510-Hydro power | KTOE | NO | 2013 | nrg_110a | 461.3561
Primary production | 5510 | 5510-Hydro power | KTOE | PL | 2012 | nrg_110a | 7.3353
Imports | 3250 | 3250-Naphtha | KTOE | FI | 2010 | nrg_102a | 19.4016
Imports | 3250 | 3250-Naphtha | KTOE | UK | 2009 | nrg_102a | 46.6912
Transformation output from Coke Ovens | 4200 | 4200-Derived gases | KTOE | BE | 2014 | nrg_103a | 11.2751
Transformation output from Coke Ovens | 4200 | 4200-Derived gases | KTOE | CZ | 2010 | nrg_103a | 18.1288
Consumption in Coke Ovens | 4200 | 4200-Derived gases | KTOE | FI | 2012 | nrg_103a | 3.1527
Consumption in Coke Ovens | 4200 | 4200-Derived gases | KTOE | SK | 2012 | nrg_103a | 6.6068
Consumption in Coke Ovens | 4200 | 4200-Derived gases | KTOE | TR | 2014 | nrg_103a | 14.4738
Consumption in Coke Ovens | 4200 | 4200-Derived gases | KTOE | UA | 2009 | nrg_103a | 52.3559
Imports | 3215 | 3215-Ethane | KTOE | SE | 2014 | nrg_110a | 17.0277
Imports | 3250 | 3250-Naphtha | KTOE | AT | 2013 | nrg_110a | 0.046055
Imports | 3250 | 3250-Naphtha | KTOE | FI | 2013 | nrg_110a | 4.6976
Primary production | 5543 | 5543-Municipal waste | KTOE | LT | 2013 | nrg_110a | 0.94203
Primary production | 5543 | 5543-Municipal waste | KTOE | NL | 2014 | nrg_110a | 61.5753
Imports | 3215 | 3215-Ethane | KTOE | NO | 2010 | nrg_102a | 3.3201
Imports | 3215 | 3215-Ethane | KTOE | NO | 2009 | nrg_110a | 4.3794
Imports | 3250 | 3250-Naphtha | KTOE | CZ | 2010 | nrg_102a | 3.0773
Imports | 3250 | 3250-Naphtha | KTOE | SE | 2012 | nrg_102a | 16.1024
Imports | 3250 | 3250-Naphtha | KTOE | RO | 2013 | nrg_102a | 0.087923
Imports | 3250 | 3250-Naphtha | KTOE | RS | 2011 | nrg_110a | 10.2451
Imports | 3250 | 3250-Naphtha | KTOE | SE | 2011 | nrg_110a | 12.9791
Imports | 5543 | 5543-Municipal waste | KTOE | CY | 2014 | nrg_110a | 0.025121
Imports | 3250 | 3250-Naphtha | KTOE | ES | 2011 | nrg_102a | 109.4723
Transformation output from Coke Ovens | 4200 | 4200-Derived gases | KTOE | FR | 2014 | nrg_103a | 22.01
Transformation output from Coke Ovens | 4200 | 4200-Derived gases | KTOE | HU | 2010 | nrg_103a | 8.2982
Transformation output from Coke Ovens | 4200 | 4200-Derived gases | KTOE | SK | 2011 | nrg_103a | 11.9366
Imports | 3250 | 3250-Naphtha | KTOE | EL | 2011 | nrg_110a | 7.3939
Primary production | 5543 | 5543-Municipal waste | KTOE | FI | 2009 | nrg_110a | 9.7636
Primary production | 5543 | 5543-Municipal waste | KTOE | FR | 2012 | nrg_110a | 104.9254
Imports | 3250 | 3250-Naphtha | KTOE | HU | 2014 | nrg_102a | 9.6171
Consumption in Coke Ovens | 4200 | 4200-Derived gases | KTOE | BE | 2013 | nrg_103a | 5.2126
Consumption in Coke Ovens | 4200 | 4200-Derived gases | KTOE | PL | 2011 | nrg_103a | 41.0055
Consumption in Coke Ovens | 4200 | 4200-Derived gases | KTOE | SE | 2013 | nrg_103a | 3.7263
Imports | 3250 | 3250-Naphtha | KTOE | CZ | 2009 | nrg_110a | 2.7675
Imports | 3250 | 3250-Naphtha | KTOE | FR | 2010 | nrg_110a | 85.4023
Imports | 3250 | 3250-Naphtha | KTOE | TR | 2009 | nrg_110a | 75.1949
Imports | 3250 | 3250-Naphtha | KTOE | SK | 2014 | nrg_110a | 0.92528
Primary production | 5543 | 5543-Municipal waste | KTOE | ES | 2011 | nrg_110a | 16.3327
Primary production | 5543 | 5543-Municipal waste | KTOE | UK | 2011 | nrg_110a | 35.8264
Imports | 3250 | 3250-Naphtha | KTOE | FR | 2014 | nrg_102a | 97.0626
Transformation output from Coke Ovens | 4200 | 4200-Derived gases | KTOE | BE | 2011 | nrg_103a | 15.1102
Consumption in Coal Mines | 4200 | 4200-Derived gases | KTOE | CZ | 2012 | nrg_103a | 0.11723
Consumption in Coke Ovens | 4200 | 4200-Derived gases | KTOE | FI | 2009 | nrg_103a | 2.3237
Consumption in Coke Ovens | 4200 | 4200-Derived gases | KTOE | SK | 2009 | nrg_103a | 6.5691
Consumption in Coke Ovens | 4200 | 4200-Derived gases | KTOE | TR | 2011 | nrg_103a | 9.2654
Imports | 3215 | 3215-Ethane | KTOE | SE | 2011 | nrg_110a | 17.4715
Imports | 3250 | 3250-Naphtha | KTOE | AT | 2009 | nrg_110a | 0.69501
Imports | 3250 | 3250-Naphtha | KTOE | FI | 2010 | nrg_110a | 19.4016
Primary production | 5543 | 5543-Municipal waste | KTOE | LU | 2012 | nrg_110a | 1.2016
Primary production | 5543 | 5543-Municipal waste | KTOE | NL | 2011 | nrg_110a | 67.9392
Imports | 3250 | 3250-Naphtha | KTOE | PL | 2009 | nrg_102a | 0.13398
Transformation output from Gas Works | 4200 | 4200-Derived gases | KTOE | EE | 2013 | nrg_103a | 6.4812
Primary production | 5543 | 5543-Municipal waste | KTOE | NO | 2010 | nrg_110a | 11.8151
Imports | 3250 | 3250-Naphtha | KTOE | RS | 2012 | nrg_102a | 2.2023
Primary production | 5543 | 5543-Municipal waste | KTOE | PL | 2011 | nrg_110a | 6.791
Consumption in Coke Ovens | 4200 | 4200-Derived gases | KTOE | FR | 2012 | nrg_103a | 12.9498
Primary production | 5543 | 5543-Municipal waste | KTOE | AT | 2009 | nrg_110a | 13.5443
Imports | 3250 | 3250-Naphtha | KTOE | DE | 2013 | nrg_102a | 291.104
Imports | 3250 | 3250-Naphtha | KTOE | NL | 2012 | nrg_102a | 774.0472
Imports | 3250 | 3250-Naphtha | KTOE | TR | 2013 | nrg_102a | 61.6423
Transformation output from Coke Ovens | 4200 | 4200-Derived gases | KTOE | NL | 2013 | nrg_103a | 15.8135
Transformation output from Coke Ovens | 4200 | 4200-Derived gases | KTOE | PL | 2009 | nrg_103a | 53.3775
Consumption in Coke Ovens | 4200 | 4200-Derived gases | KTOE | AT | 2013 | nrg_103a | 6.3723
Consumption in Coke Ovens | 4200 | 4200-Derived gases | KTOE | IT | 2009 | nrg_103a | 0.20097
Consumption in Coke Ovens | 4200 | 4200-Derived gases | KTOE | NL | 2013 | nrg_103a | 7.4986
Consumption in Gas Works | 4200 | 4200-Derived gases | KTOE | PL | 2012 | nrg_103a | 0.01256
Imports | 3250 | 3250-Naphtha | KTOE | IT | 2012 | nrg_110a | 49.8941
Imports | 3250 | 3250-Naphtha | KTOE | NL | 2014 | nrg_110a | 665.4123
Primary production | 5540 | 5540-Biomass and renewable wastes | KTOE | AL | 2010 | nrg_107a | 8.5829
Primary production | 5540 | 5540-Biomass and renewable wastes | KTOE | FR | 2013 | nrg_107a | 603.7742
Primary production | 5540 | 5540-Biomass and renewable wastes | KTOE | UK | 2014 | nrg_107a | 252.6985
Primary production | 5540 | 5540-Biomass and renewable wastes | KTOE | UA | 2009 | nrg_107a | 68.0188
Imports | 5540 | 5540-Biomass and renewable wastes | KTOE | ME | 2009 | nrg_107a | 0.01256
Primary production | 5547 | 5547-Biodiesels | KTOE | FR | 2013 | nrg_107a | 80.2023
Primary production | 5547 | 5547-Biodiesels | KTOE | HU | 2011 | nrg_107a | 5.3172
Primary production | 5547 | 5547-Biodiesels | KTOE | HR | 2010 | nrg_107a | 0.51079
Imports | 5547 | 5547-Biodiesels | KTOE | ES | 2009 | nrg_107a | 17.078
Imports | 5547 | 5547-Biodiesels | KTOE | EL | 2012 | nrg_107a | 0.68245
Imports | 2118 | 2118-Sub-bituminous Coal | KTOE | RO | 2011 | nrg_110a | 16.9775
Imports | 2121 | 2121-Coke Oven Coke | KTOE | MK | 2013 | nrg_110a | 0.083736
Imports | 2121 | 2121-Coke Oven Coke | KTOE | PT | 2014 | nrg_110a | 0.25539
Imports | 5547 | 5547-Biodiesels | KTOE | ES | 2013 | nrg_110a | 30.3376
Imports | 5547 | 5547-Biodiesels | KTOE | PT | 2012 | nrg_110a | 0.25958
Imports | 2100 | 2100-Hard coal and derivatives | KTOE | HU | 2012 | nrg_101a | 49.1447
Imports | 2100 | 2100-Hard coal and derivatives | KTOE | LT | 2011 | nrg_101a | 10.3205
Imports | 2100 | 2100-Hard coal and derivatives | KTOE | IT | 2012 | nrg_101a | 644.6416
Imports | 2100 | 2100-Hard coal and derivatives | KTOE | NL | 2012 | nrg_101a | 740.6993
Imports | 2100 | 2100-Hard coal and derivatives | KTOE | SK | 2013 | nrg_101a | 113.0059
Consumption in Coal Mines | 2100 | 2100-Hard coal and derivatives | KTOE | UK | 2009 | nrg_101a | 0.12979
Transformation output from Coke Ovens | 2100 | 2100-Hard coal and derivatives | KTOE | NL | 2011 | nrg_101a | 61.0854
Imports | 2118 | 2118-Sub-bituminous Coal | KTOE | HU | 2011 | nrg_101a | 5.4889
Imports | 2121 | 2121-Coke Oven Coke | KTOE | MD | 2009 | nrg_101a | 0.058615
Imports | 2121 | 2121-Coke Oven Coke | KTOE | SK | 2012 | nrg_101a | 6.2132
Transformation input in Coke Ovens | 2121 | 2121-Coke Oven Coke | KTOE | PL | 2012 | nrg_101a | 2.3655
Transformation input in Gas Works | 2121 | 2121-Coke Oven Coke | KTOE | UA | 2010 | nrg_101a | 1.7375
Transformation output from Coke Ovens | 2121 | 2121-Coke Oven Coke | KTOE | SE | 2013 | nrg_101a | 30.752
Transformation output from Coke Ovens | 2121 | 2121-Coke Oven Coke | KTOE | TR | 2014 | nrg_101a | 125.0597
Imports | 3286 | 3286-Paraffin Waxes | KTOE | CZ | 2013 | nrg_102a | 0.28052
Imports | 3286 | 3286-Paraffin Waxes | KTOE | LT | 2009 | nrg_102a | 0.28052
Imports | 3286 | 3286-Paraffin Waxes | KTOE | LU | 2011 | nrg_102a | 0.041868
Imports | 3286 | 3286-Paraffin Waxes | KTOE | NL | 2011 | nrg_102a | 7.3018
Primary production | 5540 | 5540-Biomass and renewable wastes | KTOE | CY | 2010 | nrg_107a | 0.70338
Primary production | 5540 | 5540-Biomass and renewable wastes | KTOE | CZ | 2011 | nrg_107a | 110.1212
Primary production | 5540 | 5540-Biomass and renewable wastes | KTOE | DE | 2012 | nrg_107a | 959.803
Primary production | 5540 | 5540-Biomass and renewable wastes | KTOE | ES | 2009 | nrg_107a | 255.8553
Primary production | 5540 | 5540-Biomass and renewable wastes | KTOE | FI | 2012 | nrg_107a | 355.003
Primary production | 5540 | 5540-Biomass and renewable wastes | KTOE | RS | 2014 | nrg_107a | 46.7331
Primary production | 5540 | 5540-Biomass and renewable wastes | KTOE | SI | 2012 | nrg_107a | 26.7243
Imports | 5540 | 5540-Biomass and renewable wastes | KTOE | CZ | 2014 | nrg_107a | 11.5137
Imports | 5540 | 5540-Biomass and renewable wastes | KTOE | HR | 2013 | nrg_107a | 0.43124
Consumption in Coal Mines | 5540 | 5540-Biomass and renewable wastes | KTOE | PL | 2010 | nrg_107a | 0.058615
Imports | 5547 | 5547-Biodiesels | KTOE | LV | 2011 | nrg_107a | 0.37263
Primary production | 5547 | 5547-Biodiesels | KTOE | CY | 2010 | nrg_107a | 0.20515
Primary production | 5547 | 5547-Biodiesels | KTOE | BG | 2009 | nrg_107a | 0.45217
Primary production | 5547 | 5547-Biodiesels | KTOE | EL | 2011 | nrg_107a | 4.1031
Primary production | 5547 | 5547-Biodiesels | KTOE | DE | 2012 | nrg_107a | 104.3351
Primary production | 5547 | 5547-Biodiesels | KTOE | IE | 2009 | nrg_107a | 2.4158
Imports | 5547 | 5547-Biodiesels | KTOE | HU | 2009 | nrg_107a | 0.87085
Imports | 5547 | 5547-Biodiesels | KTOE | IE | 2013 | nrg_107a | 0.97552
Imports | 5547 | 5547-Biodiesels | KTOE | IS | 2009 | nrg_107a | 0.0083736
Imports | 5547 | 5547-Biodiesels | KTOE | LU | 2013 | nrg_107a | 2.286
Imports | 2118 | 2118-Sub-bituminous Coal | KTOE | HU | 2013 | nrg_110a | 4.1366
Primary production | 2118 | 2118-Sub-bituminous Coal | KTOE | RO | 2014 | nrg_110a | 1.8296
Imports | 2121 | 2121-Coke Oven Coke | KTOE | DE | 2012 | nrg_110a | 92.7376
Imports | 2121 | 2121-Coke Oven Coke | KTOE | NL | 2013 | nrg_110a | 4.3585
Transformation output from Coke Ovens | 2121 | 2121-Coke Oven Coke | KTOE | NL | 2013 | nrg_110a | 56.572
Transformation output from Coke Ovens | 2121 | 2121-Coke Oven Coke | KTOE | PL | 2009 | nrg_110a | 202.0926
Transformation input in Gas Works | 2410 | 2410-Oil shale and oil sands | KTOE | EE | 2009 | nrg_110a | 9.9227
Primary production | 2410 | 2410-Oil shale and oil sands | KTOE | EE | 2013 | nrg_110a | 182.5487
Imports | 3286 | 3286-Paraffin Waxes | KTOE | HR | 2013 | nrg_110a | 0.20097
Imports | 3286 | 3286-Paraffin Waxes | KTOE | LV | 2011 | nrg_110a | 0.33494
Imports | 3286 | 3286-Paraffin Waxes | KTOE | IT | 2014 | nrg_110a | 0.79968
Primary production | 5547 | 5547-Biodiesels | KTOE | BE | 2014 | nrg_110a | 14.2184
Primary production | 5543 | 5543-Municipal waste | KTOE | DK | 2010 | nrg_110a | 37.7942
Primary production | 5543 | 5543-Municipal waste | KTOE | CZ | 2012 | nrg_110a | 5.8406
Primary production | 5543 | 5543-Municipal waste | KTOE | HU | 2013 | nrg_110a | 3.475
Primary production | 5543 | 5543-Municipal waste | KTOE | IS | 2010 | nrg_110a | 0.037681
Imports | 3250 | 3250-Naphtha | KTOE | FI | 2013 | nrg_102a | 4.6976
Imports | 3250 | 3250-Naphtha | KTOE | UK | 2012 | nrg_102a | 28.2442
Transformation output from Coke Ovens | 4200 | 4200-Derived gases | KTOE | CZ | 2013 | nrg_103a | 18.4931
Transformation output from Coke Ovens | 4200 | 4200-Derived gases | KTOE | UA | 2011 | nrg_103a | 139.5293
Transformation output from Gas Works | 4200 | 4200-Derived gases | KTOE | UA | 2009 | nrg_103a | 1.0634
Consumption in Coke Ovens | 4200 | 4200-Derived gases | KTOE | ES | 2011 | nrg_103a | 8.3401
Consumption in Coke Ovens | 4200 | 4200-Derived gases | KTOE | UA | 2012 | nrg_103a | 54.5708
Transformation output from Gas Works | 4200 | 4200-Derived gases | KTOE | EE | 2012 | nrg_103a | 6.6779
Imports | 3215 | 3215-Ethane | KTOE | NO | 2014 | nrg_110a | 2.6754
Primary production | 5543 | 5543-Municipal waste | KTOE | NO | 2009 | nrg_110a | 9.6841
Imports | 3250 | 3250-Naphtha | KTOE | RS | 2011 | nrg_102a | 10.2451
Primary production | 5543 | 5543-Municipal waste | KTOE | PL | 2010 | nrg_110a | 5.0074
Imports | 3250 | 3250-Naphtha | KTOE | EL | 2012 | nrg_102a | 6.029
Consumption in Coke Ovens | 4200 | 4200-Derived gases | KTOE | FR | 2011 | nrg_103a | 13.5317
Primary production | 5543 | 5543-Municipal waste | KTOE | FI | 2014 | nrg_110a | 17.9488
Imports | 3250 | 3250-Naphtha | KTOE | DE | 2012 | nrg_102a | 267.0341
Imports | 3250 | 3250-Naphtha | KTOE | NL | 2011 | nrg_102a | 580.8431
Imports | 3250 | 3250-Naphtha | KTOE | IE | 2013 | nrg_102a | 0.13398
Imports | 3250 | 3250-Naphtha | KTOE | TR | 2012 | nrg_102a | 61.9939
Transformation output from Coke Ovens | 4200 | 4200-Derived gases | KTOE | NL | 2012 | nrg_103a | 15.9224
Consumption in Coke Ovens | 4200 | 4200-Derived gases | KTOE | AT | 2012 | nrg_103a | 6.1839
Consumption in Coke Ovens | 4200 | 4200-Derived gases | KTOE | NL | 2012 | nrg_103a | 7.2432
Consumption in Gas Works | 4200 | 4200-Derived gases | KTOE | PL | 2011 | nrg_103a | 0.0083736
Imports | 3250 | 3250-Naphtha | KTOE | CZ | 2014 | nrg_110a | 8.809
Imports | 3250 | 3250-Naphtha | KTOE | IT | 2011 | nrg_110a | 41.3614
Imports | 3250 | 3250-Naphtha | KTOE | NL | 2013 | nrg_110a | 708.1805
Imports | 3250 | 3250-Naphtha | KTOE | TR | 2014 | nrg_110a | 48.0058
Primary production | 5543 | 5543-Municipal waste | KTOE | DK | 2009 | nrg_110a | 39.3434
Primary production | 5543 | 5543-Municipal waste | KTOE | CZ | 2011 | nrg_110a | 5.5726
Primary production | 5543 | 5543-Municipal waste | KTOE | EE | 2014 | nrg_110a | 2.8512
Primary production | 5543 | 5543-Municipal waste | KTOE | HU | 2012 | nrg_110a | 3.7639
Primary production | 5543 | 5543-Municipal waste | KTOE | IS | 2009 | nrg_110a | 0.041868
Imports | 3250 | 3250-Naphtha | KTOE | FI | 2012 | nrg_102a | 6.5105
Imports | 3250 | 3250-Naphtha | KTOE | UK | 2011 | nrg_102a | 20.8168
Transformation output from Coke Ovens | 4200 | 4200-Derived gases | KTOE | CZ | 2012 | nrg_103a | 17.8567
Transformation output from Coke Ovens | 4200 | 4200-Derived gases | KTOE | UA | 2010 | nrg_103a | 136.8749
Consumption in Coke Ovens | 4200 | 4200-Derived gases | KTOE | ES | 2010 | nrg_103a | 10.1949
Consumption in Coke Ovens | 4200 | 4200-Derived gases | KTOE | FI | 2014 | nrg_103a | 3.0061
Consumption in Coke Ovens | 4200 | 4200-Derived gases | KTOE | SK | 2014 | nrg_103a | 6.6068
Consumption in Coke Ovens | 4200 | 4200-Derived gases | KTOE | UA | 2011 | nrg_103a | 53.9972
Imports | 3215 | 3215-Ethane | KTOE | NO | 2011 | nrg_102a | 3.0438
Imports | 3250 | 3250-Naphtha | KTOE | AT | 2009 | nrg_102a | 0.69501
Imports | 3215 | 3215-Ethane | KTOE | NO | 2010 | nrg_110a | 3.3201
Imports | 3250 | 3250-Naphtha | KTOE | PL | 2009 | nrg_110a | 0.13398
Imports | 3250 | 3250-Naphtha | KTOE | CZ | 2011 | nrg_102a | 4.7478
Imports | 3250 | 3250-Naphtha | KTOE | SE | 2013 | nrg_102a | 11.6602
Imports | 3250 | 3250-Naphtha | KTOE | RS | 2012 | nrg_110a | 2.2023
Imports | 3250 | 3250-Naphtha | KTOE | SE | 2012 | nrg_110a | 16.1024
Primary production | 5543 | 5543-Municipal waste | KTOE | FI | 2010 | nrg_110a | 10.4251
Primary production | 5543 | 5543-Municipal waste | KTOE | FR | 2013 | nrg_110a | 98.9801
Imports | 3250 | 3250-Naphtha | KTOE | ES | 2012 | nrg_102a | 53.7669
Imports | 3250 | 3250-Naphtha | KTOE | RO | 2014 | nrg_102a | 0.17585
Transformation output from Coke Ovens | 4200 | 4200-Derived gases | KTOE | HU | 2011 | nrg_103a | 8.6164
Transformation output from Coke Ovens | 4200 | 4200-Derived gases | KTOE | SK | 2012 | nrg_103a | 11.677
Imports | 3250 | 3250-Naphtha | KTOE | EL | 2012 | nrg_110a | 6.029
Consumption in Coke Ovens | 4200 | 4200-Derived gases | KTOE | BE | 2014 | nrg_103a | 4.4841
Consumption in Coke Ovens | 4200 | 4200-Derived gases | KTOE | PL | 2012 | nrg_103a | 38.5144
Consumption in Coke Ovens | 4200 | 4200-Derived gases | KTOE | SE | 2014 | nrg_103a | 3.8519
Imports | 3250 | 3250-Naphtha | KTOE | CZ | 2010 | nrg_110a | 3.0773
Imports | 3250 | 3250-Naphtha | KTOE | FR | 2011 | nrg_110a | 76.384
Imports | 3250 | 3250-Naphtha | KTOE | NL | 2009 | nrg_110a | 585.2016
Imports | 3250 | 3250-Naphtha | KTOE | TR | 2010 | nrg_110a | 53.0635
Primary production | 5543 | 5543-Municipal waste | KTOE | ES | 2012 | nrg_110a | 14.7082
Primary production | 5510 | 5510-Hydro power | KTOE | RS | 2012 | nrg_110a | 33.4316
Primary production | 5510 | 5510-Hydro power | KTOE | SE | 2012 | nrg_110a | 284.1539
Primary production | 5550 | 5550-Geothermal Energy | KTOE | CY | 2012 | nrg_110a | 0.062802
Primary production | 5550 | 5550-Geothermal Energy | KTOE | EL | 2012 | nrg_110a | 0.54847
Primary production | 5550 | 5550-Geothermal Energy | KTOE | PT | 2013 | nrg_110a | 7.553
Transformation output from BKB / PB Plants | 2330 | 2330-Peat products | KTOE | IE | 2012 | nrg_101a | 3.9398
Imports | 3200 | 3200-All petroleum products | KTOE | BG | 2014 | nrg_102a | 84.8371
Imports | 3200 | 3200-All petroleum products | KTOE | FR | 2009 | nrg_102a | 1637.6208
Imports | 3200 | 3200-All petroleum products | KTOE | SK | 2014 | nrg_102a | 54.2149
Consumption in Coal Mines | 3200 | 3200-All petroleum products | KTOE | UA | 2013 | nrg_102a | 1.5282
Consumption in Oil and gas extraction | 3200 | 3200-All petroleum products | KTOE | AL | 2012 | nrg_102a | 0.762
Transformation output from Coke Ovens | 4210 | 4210-Coke Oven Gas | KTOE | BE | 2014 | nrg_103a | 11.2751
Transformation output from Coke Ovens | 4210 | 4210-Coke Oven Gas | KTOE | CZ | 2010 | nrg_103a | 18.1288
Consumption in Coke Ovens | 4210 | 4210-Coke Oven Gas | KTOE | ES | 2014 | nrg_103a | 5.5182
Consumption in Coke Ovens | 4210 | 4210-Coke Oven Gas | KTOE | SK | 2012 | nrg_103a | 1.7961
Consumption in Coke Ovens | 4210 | 4210-Coke Oven Gas | KTOE | TR | 2012 | nrg_103a | 4.8441
Primary production | 5510 | 5510-Hydro power | KTOE | NL | 2012 | nrg_107a | 0.37263
Primary production | 5550 | 5550-Geothermal Energy | KTOE | LT | 2013 | nrg_107a | 0.071176
Consumption in Coal Mines | 2330 | 2330-Peat products | KTOE | UA | 2012 | nrg_110a | 0.020934
Transformation output from BKB / PB Plants | 2330 | 2330-Peat products | KTOE | EE | 2010 | nrg_110a | 1.6789
Consumption in Coke Ovens | 4210 | 4210-Coke Oven Gas | KTOE | FI | 2010 | nrg_110a | 1.5031
Consumption in Coke Ovens | 4210 | 4210-Coke Oven Gas | KTOE | UA | 2010 | nrg_110a | 54.9559
Consumption in Coke Ovens | 4210 | 4210-Coke Oven Gas | KTOE | UK | 2014 | nrg_110a | 12.0705
Transformation output from Coke Ovens | 4210 | 4210-Coke Oven Gas | KTOE | CZ | 2012 | nrg_110a | 17.8567
Transformation output from Coke Ovens | 4210 | 4210-Coke Oven Gas | KTOE | UA | 2010 | nrg_110a | 136.8749
Primary production | 5510 | 5510-Hydro power | KTOE | MK | 2011 | nrg_110a | 5.1581
Primary production | 5510 | 5510-Hydro power | KTOE | NL | 2010 | nrg_110a | 0.37681
Primary production | 5550 | 5550-Geothermal Energy | KTOE | NL | 2014 | nrg_110a | 1.5031
Primary production | 5550 | 5550-Geothermal Energy | KTOE | SI | 2014 | nrg_110a | 1.3356
Primary production | 5510 | 5510-Hydro power | KTOE | SI | 2012 | nrg_107a | 14.0383
Primary production | 5550 | 5550-Geothermal Energy | KTOE | SK | 2014 | nrg_110a | 0.29726
Primary production | 5510 | 5510-Hydro power | KTOE | SK | 2012 | nrg_107a | 14.771
Primary production | 5510 | 5510-Hydro power | KTOE | SK | 2009 | nrg_110a | 15.7256
Primary production | 5510 | 5510-Hydro power | KTOE | TR | 2013 | nrg_107a | 213.912
Imports | 3200 | 3200-All petroleum products | KTOE | AT | 2009 | nrg_102a | 238.074
Primary production | 5510 | 5510-Hydro power | KTOE | NO | 2011 | nrg_110a | 433.0449
Imports | 3200 | 3200-All petroleum products | KTOE | RS | 2010 | nrg_102a | 55.7724
Imports | 3200 | 3200-All petroleum products | KTOE | SE | 2011 | nrg_102a | 339.0847
Primary production | 5510 | 5510-Hydro power | KTOE | MD | 2009 | nrg_107a | 1.2895
Primary production | 5510 | 5510-Hydro power | KTOE | PL | 2010 | nrg_110a | 10.5131
Primary production | 5550 | 5550-Geothermal Energy | KTOE | MK | 2010 | nrg_110a | 0.49823
Primary production | 5550 | 5550-Geothermal Energy | KTOE | PT | 2011 | nrg_110a | 8.0931
Transformation output from BKB / PB Plants | 2330 | 2330-Peat products | KTOE | LT | 2011 | nrg_101a | 0.13816
Imports | 3200 | 3200-All petroleum products | KTOE | MK | 2013 | nrg_102a | 41.4535
Transformation input in Gas Works | 3200 | 3200-All petroleum products | KTOE | PL | 2010 | nrg_102a | 0.13816
Consumption in Coal Mines | 3200 | 3200-All petroleum products | KTOE | EE | 2013 | nrg_102a | 0.71594
Transformation output from Coke Ovens | 4210 | 4210-Coke Oven Gas | KTOE | HU | 2011 | nrg_103a | 8.6164
Transformation output from Coke Ovens | 4210 | 4210-Coke Oven Gas | KTOE | SK | 2012 | nrg_103a | 11.677
Consumption in Coke Ovens | 4210 | 4210-Coke Oven Gas | KTOE | DE | 2011 | nrg_103a | 8.248
Primary production | 5510 | 5510-Hydro power | KTOE | BE | 2010 | nrg_107a | 1.1221
Primary production | 5510 | 5510-Hydro power | KTOE | FR | 2011 | nrg_107a | 161.2462
Consumption in Coke Ovens | 4210 | 4210-Coke Oven Gas | KTOE | FR | 2011 | nrg_110a | 2.6293
Transformation output from Coke Ovens | 4210 | 4210-Coke Oven Gas | KTOE | HU | 2013 | nrg_110a | 7.2139
Transformation output from Coke Ovens | 4210 | 4210-Coke Oven Gas | KTOE | NL | 2010 | nrg_110a | 16.697
Transformation output from Coke Ovens | 4210 | 4210-Coke Oven Gas | KTOE | SK | 2014 | nrg_110a | 11.6686
Primary production | 5510 | 5510-Hydro power | KTOE | FR | 2009 | nrg_110a | 205.1909
Primary production | 5550 | 5550-Geothermal Energy | KTOE | FR | 2013 | nrg_110a | 9.0393
Imports | 2330 | 2330-Peat products | KTOE | LT | 2014 | nrg_101a | 1.1388
Imports | 3200 | 3200-All petroleum products | KTOE | LT | 2013 | nrg_102a | 48.3408
Imports | 3200 | 3200-All petroleum products | KTOE | LU | 2010 | nrg_102a | 119.8346
Imports | 3200 | 3200-All petroleum products | KTOE | LV | 2013 | nrg_102a | 98.0758
Consumption in Oil and gas extraction | 3200 | 3200-All petroleum products | KTOE | NO | 2014 | nrg_102a | 10.601
Primary production | 2200 | 2200-Lignite and Derivatives | KTOE | PL | 2014 | nrg_101a | 520.5993
Imports | 2200 | 2200-Lignite and Derivatives | KTOE | PL | 2011 | nrg_101a | 0.95878
Imports | 5545 | 5545-Liquid biofuels | KTOE | PL | 2014 | nrg_107a | 7.1678
Imports | 3244 | 3244-Other kerosene | KTOE | AT | 2009 | nrg_110a | 0.087923
Primary production | 55431 | 55431-Municipal waste (renewable) | KTOE | NO | 2009 | nrg_110a | 4.819
Imports | 3244 | 3244-Other kerosene | KTOE | RO | 2011 | nrg_102a | 0.041868
Imports | 5545 | 5545-Liquid biofuels | KTOE | CY | 2014 | nrg_107a | 0.41031
Imports | 2130 | 2130-Coal Tar | KTOE | CZ | 2011 | nrg_110a | 9.4622
Transformation output from Coke Ovens | 2130 | 2130-Coal Tar | KTOE | NL | 2012 | nrg_101a | 3.5797
Imports | 2200 | 2200-Lignite and Derivatives | KTOE | MK | 2013 | nrg_101a | 1.0969
Consumption in Coal Mines | 2200 | 2200-Lignite and Derivatives | KTOE | RO | 2011 | nrg_101a | 0.058615
Imports | 3244 | 3244-Other kerosene | KTOE | ES | 2011 | nrg_102a | 0.64477
Primary production | 5534 | 5534-Solar photovoltaic | KTOE | AT | 2010 | nrg_107a | 0.3182
Primary production | 5534 | 5534-Solar photovoltaic | KTOE | HR | 2012 | nrg_107a | 0.0083736
Primary production | 55431 | 55431-Municipal waste (renewable) | KTOE | AT | 2012 | nrg_107a | 6.0164
Imports | 5545 | 5545-Liquid biofuels | KTOE | EE | 2013 | nrg_107a | 0.13398
Primary production | 5545 | 5545-Liquid biofuels | KTOE | LV | 2014 | nrg_107a | 2.7884
Transformation output from Coke Ovens | 2130 | 2130-Coal Tar | KTOE | FR | 2009 | nrg_110a | 2.6
Transformation output from Coke Ovens | 2130 | 2130-Coal Tar | KTOE | FI | 2013 | nrg_110a | 1.1681
Primary production | 5534 | 5534-Solar photovoltaic | KTOE | FR | 2009 | nrg_110a | 0.62802
Primary production | 5534 | 5534-Solar photovoltaic | KTOE | HR | 2013 | nrg_110a | 0.041868
Primary production | 5534 | 5534-Solar photovoltaic | KTOE | MK | 2014 | nrg_110a | 0.050242
Primary production | 5535 | 5535-Tide, Wave and Ocean | KTOE | FR | 2014 | nrg_110a | 1.7333
Transformation input in Coke Ovens | 2130 | 2130-Coal Tar | KTOE | UA | 2011 | nrg_101a | 17.2664
Imports | 2200 | 2200-Lignite and Derivatives | KTOE | CZ | 2012 | nrg_101a | 7.8921
Imports | 2200 | 2200-Lignite and Derivatives | KTOE | IE | 2009 | nrg_101a | 0.66151
Imports | 2200 | 2200-Lignite and Derivatives | KTOE | LT | 2013 | nrg_101a | 1.7333
Consumption in Coal Mines | 2200 | 2200-Lignite and Derivatives | KTOE | PL | 2009 | nrg_101a | 0.20934
Consumption in Coal Mines | 2200 | 2200-Lignite and Derivatives | KTOE | SK | 2012 | nrg_101a | 0.020934
Consumption in BKB / PB Plants | 2200 | 2200-Lignite and Derivatives | KTOE | DE | 2012 | nrg_101a | 10.8815
Consumption in Oil and gas extraction | 3244 | 3244-Other kerosene | KTOE | RO | 2010 | nrg_102a | 0.041868
Primary production | 5534 | 5534-Solar photovoltaic | KTOE | SI | 2010 | nrg_107a | 0.046055
Imports | 55431 | 55431-Municipal waste (renewable) | KTOE | NL | 2012 | nrg_107a | 5.5056
Imports | 5545 | 5545-Liquid biofuels | KTOE | DE | 2010 | nrg_107a | 49.6178
Imports | 5545 | 5545-Liquid biofuels | KTOE | IS | 2013 | nrg_107a | 0.18422
Imports | 5545 | 5545-Liquid biofuels | KTOE | HU | 2012 | nrg_107a | 2.7089
Imports | 5545 | 5545-Liquid biofuels | KTOE | HR | 2009 | nrg_107a | 0.21771
Imports | 5545 | 5545-Liquid biofuels | KTOE | LT | 2009 | nrg_107a | 1.3147
Imports | 5545 | 5545-Liquid biofuels | KTOE | IT | 2009 | nrg_107a | 28.8387
Imports | 5545 | 5545-Liquid biofuels | KTOE | LU | 2014 | nrg_107a | 2.9977
Imports | 5545 | 5545-Liquid biofuels | KTOE | NL | 2009 | nrg_107a | 8.2396
Primary production | 5545 | 5545-Liquid biofuels | KTOE | BE | 2011 | nrg_107a | 17.685
Primary production | 5545 | 5545-Liquid biofuels | KTOE | BG | 2014 | nrg_107a | 2.8387
Primary production | 5545 | 5545-Liquid biofuels | KTOE | EL | 2010 | nrg_107a | 4.7101
Primary production | 5545 | 5545-Liquid biofuels | KTOE | IE | 2011 | nrg_107a | 1.0048
Primary production | 5545 | 5545-Liquid biofuels | KTOE | SE | 2012 | nrg_107a | 27.1807
Imports | 3244 | 3244-Other kerosene | KTOE | IT | 2011 | nrg_110a | 23.781
Imports | 3244 | 3244-Other kerosene | KTOE | FR | 2013 | nrg_110a | 20.6409
Primary production | 5534 | 5534-Solar photovoltaic | KTOE | BE | 2013 | nrg_110a | 9.5166
Primary production | 5534 | 5534-Solar photovoltaic | KTOE | BG | 2011 | nrg_110a | 0.36425
Primary production | 5534 | 5534-Solar photovoltaic | KTOE | IT | 2013 | nrg_110a | 77.7196
Primary production | 5534 | 5534-Solar photovoltaic | KTOE | SE | 2014 | nrg_110a | 0.16747
Primary production | 5535 | 5535-Tide, Wave and Ocean | KTOE | UK | 2009 | nrg_110a | 0.0041868
Primary production | 55431 | 55431-Municipal waste (renewable) | KTOE | BG | 2011 | nrg_110a | 0.41449
Primary production | 55431 | 55431-Municipal waste (renewable) | KTOE | CZ | 2009 | nrg_110a | 2.2316
Primary production | 55431 | 55431-Municipal waste (renewable) | KTOE | FI | 2010 | nrg_110a | 6.0876
Primary production | 55431 | 55431-Municipal waste (renewable) | KTOE | UK | 2014 | nrg_110a | 19.7575
Imports | 55431 | 55431-Municipal waste (renewable) | KTOE | NL | 2014 | nrg_110a | 8.4322
Imports | 2130 | 2130-Coal Tar | KTOE | AT | 2012 | nrg_101a | 0.41449
Transformation output from Coke Ovens | 2130 | 2130-Coal Tar | KTOE | CZ | 2012 | nrg_101a | 7.9172
Transformation output from Coke Ovens | 2130 | 2130-Coal Tar | KTOE | UA | 2010 | nrg_101a | 31.8574
Imports | 2200 | 2200-Lignite and Derivatives | KTOE | DK | 2012 | nrg_101a | 0.020934
Imports | 2200 | 2200-Lignite and Derivatives | KTOE | FI | 2009 | nrg_101a | 1.1472
Transformation output from BKB / PB Plants | 2200 | 2200-Lignite and Derivatives | KTOE | FI | 2010 | nrg_101a | 0.49823
Imports | 3235 | 3235-Aviation gasoline | KTOE | BG | 2013 | nrg_102a | 0.046055
Imports | 3235 | 3235-Aviation gasoline | KTOE | RS | 2010 | nrg_102a | 0.046055
Imports | 3235 | 3235-Aviation gasoline | KTOE | RS | 2012 | nrg_110a | 0.046055
Imports | 3235 | 3235-Aviation gasoline | KTOE | ES | 2009 | nrg_102a | 0.13398
Imports | 3235 | 3235-Aviation gasoline | KTOE | ES | 2009 | nrg_110a | 0.13398
Imports | 3235 | 3235-Aviation gasoline | KTOE | PT | 2013 | nrg_110a | 0.087923
Imports | 3235 | 3235-Aviation gasoline | KTOE | RO | 2010 | nrg_110a | 0.041868
Imports | 3235 | 3235-Aviation gasoline | KTOE | HR | 2009 | nrg_102a | 0.046055
Imports | 3235 | 3235-Aviation gasoline | KTOE | LV | 2014 | nrg_102a | 0.046055
Imports | 3235 | 3235-Aviation gasoline | KTOE | HR | 2009 | nrg_110a | 0.046055
Imports | 3235 | 3235-Aviation gasoline | KTOE | FR | 2014 | nrg_110a | 0.61546
Imports | 3235 | 3235-Aviation gasoline | KTOE | BE | 2013 | nrg_102a | 0.13398
Imports | 3235 | 3235-Aviation gasoline | KTOE | SE | 2011 | nrg_102a | 0.17585
Imports | 3235 | 3235-Aviation gasoline | KTOE | UK | 2011 | nrg_102a | 0.90016
Imports | 3235 | 3235-Aviation gasoline | KTOE | DK | 2013 | nrg_110a | 0.041868
Imports | 3235 | 3235-Aviation gasoline | KTOE | BE | 2013 | nrg_110a | 0.13398
Imports | 3235 | 3235-Aviation gasoline | KTOE | AT | 2009 | nrg_110a | 0.17166
Imports | 3235 | 3235-Aviation gasoline | KTOE | NO | 2013 | nrg_110a | 0.041868
Imports | 3235 | 3235-Aviation gasoline | KTOE | BG | 2012 | nrg_102a | 0.046055
Imports | 3235 | 3235-Aviation gasoline | KTOE | RS | 2009 | nrg_102a | 0.046055
Imports | 3235 | 3235-Aviation gasoline | KTOE | PT | 2012 | nrg_110a | 0.046055
Imports | 3235 | 3235-Aviation gasoline | KTOE | RS | 2011 | nrg_110a | 0.046055
Imports | 3235 | 3235-Aviation gasoline | KTOE | MT | 2012 | nrg_110a | 0.046055
Imports | 3235 | 3235-Aviation gasoline | KTOE | RO | 2009 | nrg_110a | 0.041868
Imports | 3235 | 3235-Aviation gasoline | KTOE | LV | 2012 | nrg_102a | 0.087923
Imports | 3235 | 3235-Aviation gasoline | KTOE | FR | 2013 | nrg_110a | 0.17585
Imports | 3235 | 3235-Aviation gasoline | KTOE | BE | 2012 | nrg_102a | 0.087923
Imports | 3235 | 3235-Aviation gasoline | KTOE | SE | 2010 | nrg_102a | 0.17585
Imports | 3235 | 3235-Aviation gasoline | KTOE | UK | 2010 | nrg_102a | 0.76618
Imports | 3235 | 3235-Aviation gasoline | KTOE | DK | 2012 | nrg_110a | 0.041868
Imports | 3235 | 3235-Aviation gasoline | KTOE | BE | 2012 | nrg_110a | 0.087923
Imports | 3235 | 3235-Aviation gasoline | KTOE | RO | 2014 | nrg_102a | 0.041868
Imports | 3235 | 3235-Aviation gasoline | KTOE | EL | 2012 | nrg_110a | 0.13398
Imports | 3235 | 3235-Aviation gasoline | KTOE | FR | 2009 | nrg_110a | 0.13398
Imports | 3235 | 3235-Aviation gasoline | KTOE | LV | 2012 | nrg_110a | 0.087923
Imports | 3235 | 3235-Aviation gasoline | KTOE | SI | 2014 | nrg_102a | 0.046055
Imports | 3235 | 3235-Aviation gasoline | KTOE | SI | 2012 | nrg_110a | 0.046055
Imports | 3235 | 3235-Aviation gasoline | KTOE | SE | 2010 | nrg_110a | 0.17585
Imports | 3235 | 3235-Aviation gasoline | KTOE | EL | 2012 | nrg_102a | 0.13398
Imports | 3235 | 3235-Aviation gasoline | KTOE | RO | 2009 | nrg_102a | 0.041868
Imports | 3235 | 3235-Aviation gasoline | KTOE | CZ | 2011 | nrg_102a | 0.041868
Imports | 3235 | 3235-Aviation gasoline | KTOE | FR | 2012 | nrg_102a | 0.26377
Imports | 3235 | 3235-Aviation gasoline | KTOE | NL | 2009 | nrg_110a | 0.52754
Imports | 3235 | 3235-Aviation gasoline | KTOE | AT | 2011 | nrg_102a | 0.25539
Imports | 3235 | 3235-Aviation gasoline | KTOE | DK | 2012 | nrg_102a | 0.041868
Imports | 3235 | 3235-Aviation gasoline | KTOE | FI | 2012 | nrg_102a | 0.041868
Imports | 3235 | 3235-Aviation gasoline | KTOE | SI | 2009 | nrg_102a | 0.046055
Imports | 3235 | 3235-Aviation gasoline | KTOE | UK | 2010 | nrg_110a | 0.76618
Imports | 3235 | 3235-Aviation gasoline | KTOE | SE | 2009 | nrg_110a | 0.17585
Imports | 3235 | 3235-Aviation gasoline | KTOE | EL | 2011 | nrg_102a | 0.25958
Imports | 3235 | 3235-Aviation gasoline | KTOE | CZ | 2010 | nrg_102a | 0.087923
Imports | 3235 | 3235-Aviation gasoline | KTOE | FR | 2011 | nrg_102a | 0.087923
Imports | 3235 | 3235-Aviation gasoline | KTOE | AT | 2010 | nrg_102a | 0.17166
Imports | 3235 | 3235-Aviation gasoline | KTOE | DK | 2011 | nrg_102a | 0.041868
Imports | 3235 | 3235-Aviation gasoline | KTOE | FI | 2010 | nrg_102a | 0.39356
Imports | 3235 | 3235-Aviation gasoline | KTOE | FI | 2014 | nrg_110a | 0.26377
Imports | 3235 | 3235-Aviation gasoline | KTOE | UK | 2009 | nrg_110a | 1.1723
Imports | 3235 | 3235-Aviation gasoline | KTOE | PT | 2012 | nrg_102a | 0.046055
Imports | 3235 | 3235-Aviation gasoline | KTOE | BG | 2012 | nrg_110a | 0.046055
Imports | 3235 | 3235-Aviation gasoline | KTOE | ES | 2014 | nrg_102a | 0.17585
Imports | 3235 | 3235-Aviation gasoline | KTOE | ES | 2014 | nrg_110a | 0.17585
Imports | 3235 | 3235-Aviation gasoline | KTOE | DE | 2012 | nrg_102a | 0.65314
Imports | 3235 | 3235-Aviation gasoline | KTOE | HR | 2014 | nrg_102a | 0.046055
Imports | 3235 | 3235-Aviation gasoline | KTOE | DE | 2012 | nrg_110a | 0.65314
Imports | 3235 | 3235-Aviation gasoline | KTOE | CZ | 2012 | nrg_110a | 0.087923
Imports | 3235 | 3235-Aviation gasoline | KTOE | HR | 2014 | nrg_110a | 0.046055
Imports | 3235 | 3235-Aviation gasoline | KTOE | FI | 2009 | nrg_110a | 0.43543
Imports | 3235 | 3235-Aviation gasoline | KTOE | SE | 2011 | nrg_110a | 0.17585
Imports | 3235 | 3235-Aviation gasoline | KTOE | EL | 2013 | nrg_102a | 0.087923
Imports | 3235 | 3235-Aviation gasoline | KTOE | RO | 2010 | nrg_102a | 0.041868
Primary production | 3100 | 3100-Crude oil, feedstocks and other hydrocarbons | KTOE | TR | 2011 | nrg_102a | 100.7009
Primary production | 5541 | 5541-Solid biofuels (excluding charcoal) | KTOE | TR | 2012 | nrg_107a | 145.0936
Imports | 3100 | 3100-Crude oil, feedstocks and other hydrocarbons | KTOE | AL | 2009 | nrg_102a | 2.9308
Imports | 3100 | 3100-Crude oil, feedstocks and other hydrocarbons | KTOE | NO | 2010 | nrg_102a | 63.0532
Consumption in BKB / PB Plants | 5541 | 5541-Solid biofuels (excluding charcoal) | KTOE | LT | 2012 | nrg_107a | 0.0041868
Imports | 5541 | 5541-Solid biofuels (excluding charcoal) | KTOE | NO | 2011 | nrg_110a | 2.4702
Imports | 3100 | 3100-Crude oil, feedstocks and other hydrocarbons | KTOE | PT | 2012 | nrg_102a | 485.5641
Imports | 3100 | 3100-Crude oil, feedstocks and other hydrocarbons | KTOE | RO | 2009 | nrg_102a | 310.133
Imports | 3192 | 3192-Additives/Oxygenates | KTOE | RO | 2010 | nrg_102a | 7.8754
Primary production | 5541 | 5541-Solid biofuels (excluding charcoal) | KTOE | ME | 2011 | nrg_107a | 7.8712
Imports | 3192 | 3192-Additives/Oxygenates | KTOE | EL | 2014 | nrg_110a | 9.1314
Imports | 3192 | 3192-Additives/Oxygenates | KTOE | PT | 2010 | nrg_110a | 4.5134
Imports | 5541 | 5541-Solid biofuels (excluding charcoal) | KTOE | EE | 2014 | nrg_110a | 1.2644
Imports | 5541 | 5541-Solid biofuels (excluding charcoal) | KTOE | EL | 2014 | nrg_110a | 2.6
Imports | 3100 | 3100-Crude oil, feedstocks and other hydrocarbons | KTOE | ES | 2010 | nrg_102a | 2365.3787
Primary production | 3100 | 3100-Crude oil, feedstocks and other hydrocarbons | KTOE | AT | 2014 | nrg_102a | 38.2715
Primary production | 3100 | 3100-Crude oil, feedstocks and other hydrocarbons | KTOE | FR | 2009 | nrg_102a | 52.8667
Primary production | 3100 | 3100-Crude oil, feedstocks and other hydrocarbons | KTOE | HR | 2013 | nrg_102a | 25.5227
Primary production | 3192 | 3192-Additives/Oxygenates | KTOE | FI | 2014 | nrg_102a | 2.7633
Primary production | 3192 | 3192-Additives/Oxygenates | KTOE | FR | 2014 | nrg_102a | 11.9868
Primary production | 5541 | 5541-Solid biofuels (excluding charcoal) | KTOE | AT | 2014 | nrg_107a | 183.2562
Primary production | 5541 | 5541-Solid biofuels (excluding charcoal) | KTOE | BE | 2012 | nrg_110a | 59.1804
Primary production | 5541 | 5541-Solid biofuels (excluding charcoal) | KTOE | XK | 2014 | nrg_110a | 10.4377
Imports | 5541 | 5541-Solid biofuels (excluding charcoal) | KTOE | MK | 2009 | nrg_110a | 0.34332
Imports | 5541 | 5541-Solid biofuels (excluding charcoal) | KTOE | MT | 2014 | nrg_110a | 0.046055
Imports | 3100 | 3100-Crude oil, feedstocks and other hydrocarbons | KTOE | HU | 2014 | nrg_102a | 247.8669
Imports | 3100 | 3100-Crude oil, feedstocks and other hydrocarbons | KTOE | LV | 2013 | nrg_102a | 0.1256
Primary production | 3100 | 3100-Crude oil, feedstocks and other hydrocarbons | KTOE | BG | 2011 | nrg_102a | 0.90016
Primary production | 3100 | 3100-Crude oil, feedstocks and other hydrocarbons | KTOE | IT | 2013 | nrg_102a | 244.731
Imports | 3100 | 3100-Crude oil, feedstocks and other hydrocarbons | KTOE | RS | 2011 | nrg_102a | 61.6883
Transformation input in Gas Works | 3100 | 3100-Crude oil, feedstocks and other hydrocarbons | KTOE | UA | 2011 | nrg_102a | 0.083736
Imports | 3192 | 3192-Additives/Oxygenates | KTOE | CZ | 2012 | nrg_102a | 0.55266
Imports | 3192 | 3192-Additives/Oxygenates | KTOE | HR | 2012 | nrg_102a | 2.6921
Primary production | 5541 | 5541-Solid biofuels (excluding charcoal) | KTOE | HU | 2012 | nrg_107a | 57.983
Primary production | 5541 | 5541-Solid biofuels (excluding charcoal) | KTOE | PL | 2010 | nrg_107a | 245.6061
Primary production | 5541 | 5541-Solid biofuels (excluding charcoal) | KTOE | NO | 2011 | nrg_107a | 49.4084
Imports | 5541 | 5541-Solid biofuels (excluding charcoal) | KTOE | BG | 2014 | nrg_107a | 0.0041868
Imports | 5541 | 5541-Solid biofuels (excluding charcoal) | KTOE | CZ | 2010 | nrg_107a | 2.2316
Imports | 5541 | 5541-Solid biofuels (excluding charcoal) | KTOE | HR | 2009 | nrg_107a | 0.066989
Imports | 5541 | 5541-Solid biofuels (excluding charcoal) | KTOE | MD | 2012 | nrg_107a | 0.01256
Imports | 5541 | 5541-Solid biofuels (excluding charcoal) | KTOE | LV | 2009 | nrg_107a | 0.15491
Primary production | 3192 | 3192-Additives/Oxygenates | KTOE | DE | 2013 | nrg_110a | 48.324
Primary production | 3192 | 3192-Additives/Oxygenates | KTOE | IT | 2009 | nrg_110a | 15.3488
Primary production | 3192 | 3192-Additives/Oxygenates | KTOE | PL | 2011 | nrg_110a | 2.0599
Imports | 3192 | 3192-Additives/Oxygenates | KTOE | FR | 2011 | nrg_110a | 5.6103
Imports | 3192 | 3192-Additives/Oxygenates | KTOE | RS | 2009 | nrg_110a | 0.33494
Imports | 3192 | 3192-Additives/Oxygenates | KTOE | SK | 2013 | nrg_110a | 0.087923
Primary production | 5541 | 5541-Solid biofuels (excluding charcoal) | KTOE | SE | 2012 | nrg_110a | 400.4004
Imports | 5541 | 5541-Solid biofuels (excluding charcoal) | KTOE | HR | 2011 | nrg_110a | 0.09211
Imports | 5541 | 5541-Solid biofuels (excluding charcoal) | KTOE | LT | 2009 | nrg_110a | 1.972
Imports | 5541 | 5541-Solid biofuels (excluding charcoal) | KTOE | LV | 2009 | nrg_110a | 0.15491
Consumption in Coal Mines | 5541 | 5541-Solid biofuels (excluding charcoal) | KTOE | RO | 2009 | nrg_110a | 0.0083736
Imports | 3100 | 3100-Crude oil, feedstocks and other hydrocarbons | KTOE | FI | 2009 | nrg_102a | 482.6208
Primary production | 3100 | 3100-Crude oil, feedstocks and other hydrocarbons | KTOE | LT | 2014 | nrg_102a | 3.4834
Imports | 3100 | 3100-Crude oil, feedstocks and other hydrocarbons | KTOE | SK | 2011 | nrg_102a | 246.0959
Primary production | 3192 | 3192-Additives/Oxygenates | KTOE | NL | 2009 | nrg_102a | 6.9292
Imports | 3192 | 3192-Additives/Oxygenates | KTOE | BE | 2011 | nrg_102a | 1.0425
Imports | 2115 | 2115-Anthracite | KTOE | SK | 2013 | nrg_110a | 5.1958
Consumption in Coke Ovens | 5200 | 5200-Derived heat | KTOE | PL | 2013 | nrg_110a | 0.51079
Consumption in BKB / PB Plants | 5200 | 5200-Derived heat | KTOE | BG | 2011 | nrg_110a | 4.5552
Consumption in Oil and gas extraction | 5200 | 5200-Derived heat | KTOE | PL | 2011 | nrg_110a | 0.029308
Consumption in Oil and gas extraction | 5200 | 5200-Derived heat | KTOE | RO | 2013 | nrg_110a | 0.050242
Consumption in Coal Mines | 5200 | 5200-Derived heat | KTOE | IT | 2014 | nrg_110a | 0.01256
Consumption in Oil and gas extraction | 5200 | 5200-Derived heat | KTOE | RO | 2011 | nrg_100a | 0.0041868
Consumption in Oil and gas extraction | 5200 | 5200-Derived heat | KTOE | PL | 2009 | nrg_100a | 0.025121
Consumption in Coal Mines | 5200 | 5200-Derived heat | KTOE | SI | 2011 | nrg_100a | 0.058615
Consumption in Coal Mines | 5200 | 5200-Derived heat | KTOE | SK | 2011 | nrg_100a | 0.10886
Imports | 2115 | 2115-Anthracite | KTOE | FI | 2014 | nrg_101a | 0.083736
Imports | 5200 | 5200-Derived heat | KTOE | DK | 2010 | nrg_106a | 0.17585
Consumption in Coal Mines | 5200 | 5200-Derived heat | KTOE | DE | 2014 | nrg_106a | 0.16747
Imports | 2115 | 2115-Anthracite | KTOE | UA | 2012 | nrg_110a | 0.69501
Consumption in Coal Mines | 5200 | 5200-Derived heat | KTOE | UA | 2014 | nrg_110a | 4.953
Consumption in Coal Mines | 5200 | 5200-Derived heat | KTOE | CZ | 2013 | nrg_100a | 4.0654
Consumption in Coal Mines | 5200 | 5200-Derived heat | KTOE | UA | 2011 | nrg_100a | 11.6226
Consumption in Coke Ovens | 5200 | 5200-Derived heat | KTOE | SK | 2011 | nrg_100a | 1.1304
Imports | 2115 | 2115-Anthracite | KTOE | AL | 2009 | nrg_101a | 4.1073
Consumption in Oil and gas extraction | 5200 | 5200-Derived heat | KTOE | UA | 2014 | nrg_100a | 1.0425
Imports | 2115 | 2115-Anthracite | KTOE | BG | 2011 | nrg_110a | 48.0393
Imports | 2115 | 2115-Anthracite | KTOE | RS | 2010 | nrg_110a | 0.45217
Consumption in BKB / PB Plants | 5200 | 5200-Derived heat | KTOE | LT | 2009 | nrg_110a | 0.0041868
Consumption in Gas Works | 5200 | 5200-Derived heat | KTOE | CZ | 2009 | nrg_110a | 3.3034
Consumption in Gas Works | 5200 | 5200-Derived heat | KTOE | UA | 2013 | nrg_110a | 0.53591
Consumption in Gas Works | 5200 | 5200-Derived heat | KTOE | UA | 2013 | nrg_100a | 0.53591
Consumption in Coal Mines | 5200 | 5200-Derived heat | KTOE | PL | 2009 | nrg_106a | 5.0116
Consumption in Coal Mines | 5200 | 5200-Derived heat | KTOE | RO | 2011 | nrg_110a | 0.020934
Primary production | 2115 | 2115-Anthracite | KTOE | ES | 2009 | nrg_101a | 73.9933
Imports | 2115 | 2115-Anthracite | KTOE | DE | 2013 | nrg_101a | 40.926
Imports | 2115 | 2115-Anthracite | KTOE | HU | 2013 | nrg_101a | 0.029308
Imports | 2115 | 2115-Anthracite | KTOE | MD | 2009 | nrg_101a | 2.3781
Consumption in Coal Mines | 5200 | 5200-Derived heat | KTOE | SK | 2009 | nrg_106a | 0.13398
Consumption in Coke Ovens | 5200 | 5200-Derived heat | KTOE | CZ | 2011 | nrg_106a | 1.7668
Consumption in Coal Mines | 5200 | 5200-Derived heat | KTOE | IT | 2013 | nrg_106a | 0.066989
Primary production | 2115 | 2115-Anthracite | KTOE | ES | 2013 | nrg_110a | 14.4277
Imports | 2115 | 2115-Anthracite | KTOE | DE | 2010 | nrg_110a | 33.934
Imports | 2115 | 2115-Anthracite | KTOE | IE | 2010 | nrg_110a | 1.3272
Imports | 5200 | 5200-Derived heat | KTOE | CZ | 2013 | nrg_110a | 0.016747
Consumption in Gas Works | 5200 | 5200-Derived heat | KTOE | PL | 2012 | nrg_110a | 0.020934
Consumption in Coal Mines | 5200 | 5200-Derived heat | KTOE | SK | 2013 | nrg_110a | 0.079549
Consumption in Coke Ovens | 5200 | 5200-Derived heat | KTOE | CZ | 2013 | nrg_110a | 1.7459
Imports | 5200 | 5200-Derived heat | KTOE | DK | 2014 | nrg_100a | 0.14235
Consumption in Oil and gas extraction | 5200 | 5200-Derived heat | KTOE | NL | 2010 | nrg_100a | 0.0083736
Consumption in Coal Mines | 5200 | 5200-Derived heat | KTOE | PL | 2014 | nrg_100a | 3.7681
Consumption in Patent Fuel Plants | 5200 | 5200-Derived heat | KTOE | PL | 2014 | nrg_100a | 0.020934
Consumption in BKB / PB Plants | 5200 | 5200-Derived heat | KTOE | CZ | 2009 | nrg_100a | 0.49823
Consumption in BKB / PB Plants | 5200 | 5200-Derived heat | KTOE | DE | 2013 | nrg_100a | 4.706
Consumption in Coal Mines | 5200 | 5200-Derived heat | KTOE | BG | 2010 | nrg_106a | 0.029308
Imports | 2115 | 2115-Anthracite | KTOE | BE | 2013 | nrg_110a | 16.295
Imports | 2115 | 2115-Anthracite | KTOE | XK | 2009 | nrg_110a | 0.18841
Consumption in Coal Mines | 2115 | 2115-Anthracite | KTOE | UA | 2009 | nrg_110a | 0.025121
Imports | 5200 | 5200-Derived heat | KTOE | DK | 2013 | nrg_110a | 0.15491
Consumption in Coke Ovens | 5200 | 5200-Derived heat | KTOE | SK | 2013 | nrg_110a | 1.256
Consumption in Oil and gas extraction | 5200 | 5200-Derived heat | KTOE | DE | 2009 | nrg_110a | 0.025121
Consumption in Coal Mines | 5200 | 5200-Derived heat | KTOE | BG | 2013 | nrg_110a | 0.12979
Consumption in Coke Ovens | 5200 | 5200-Derived heat | KTOE | UA | 2012 | nrg_100a | 24.049
Consumption in Oil and gas extraction | 5200 | 5200-Derived heat | KTOE | UA | 2010 | nrg_110a | 1.6663
Consumption in Oil and gas extraction | 5200 | 5200-Derived heat | KTOE | UA | 2009 | nrg_100a | 1.7124
Imports | 2115 | 2115-Anthracite | KTOE | BG | 2014 | nrg_101a | 10.6973
Consumption in Gas Works | 5200 | 5200-Derived heat | KTOE | CZ | 2013 | nrg_106a | 2.8093
Imports | 5200 | 5200-Derived heat | KTOE | CZ | 2013 | nrg_100a | 0.016747
Primary production | 2115 | 2115-Anthracite | KTOE | UA | 2010 | nrg_101a | 278.6357
Imports | 2115 | 2115-Anthracite | KTOE | MK | 2013 | nrg_101a | 0.029308
Imports | 2115 | 2115-Anthracite | KTOE | PT | 2013 | nrg_101a | 0.64895
Primary production | 5546 | 5546-Biogasoline | KTOE | NL | 2013 | nrg_107a | 11.1788
Imports | 5546 | 5546-Biogasoline | KTOE | AT | 2009 | nrg_107a | 1.771
Imports | 5546 | 5546-Biogasoline | KTOE | SK | 2013 | nrg_107a | 0.25539
Imports | 3283 | 3283-Bitumen | KTOE | BE | 2011 | nrg_110a | 3.2364
Primary production | 5546 | 5546-Biogasoline | KTOE | LT | 2012 | nrg_110a | 0.55684
Imports | 5546 | 5546-Biogasoline | KTOE | UK | 2011 | nrg_110a | 13.2847
Imports | 3283 | 3283-Bitumen | KTOE | AL | 2013 | nrg_110a | 0.38937
Imports | 5546 | 5546-Biogasoline | KTOE | NO | 2011 | nrg_107a | 0.33494
Imports | 3283 | 3283-Bitumen | KTOE | NO | 2009 | nrg_110a | 14.5073
Imports | 5546 | 5546-Biogasoline | KTOE | NO | 2010 | nrg_110a | 0.20097
Primary production | 5546 | 5546-Biogasoline | KTOE | FR | 2014 | nrg_107a | 20.6367
Primary production | 5546 | 5546-Biogasoline | KTOE | FI | 2014 | nrg_107a | 0.5401
Primary production | 5546 | 5546-Biogasoline | KTOE | PL | 2013 | nrg_107a | 5.0995
Imports | 3283 | 3283-Bitumen | KTOE | RS | 2010 | nrg_110a | 0.762
Primary production | 5546 | 5546-Biogasoline | KTOE | FR | 2011 | nrg_110a | 17.8902
Primary production | 5546 | 5546-Biogasoline | KTOE | FI | 2010 | nrg_110a | 0.14654
Primary production | 5546 | 5546-Biogasoline | KTOE | PL | 2010 | nrg_110a | 4.0779
Imports | 3283 | 3283-Bitumen | KTOE | ES | 2014 | nrg_102a | 1.0928
Imports | 3283 | 3283-Bitumen | KTOE | PT | 2013 | nrg_102a | 6.3556
Primary production | 5546 | 5546-Biogasoline | KTOE | AT | 2014 | nrg_107a | 6.2007
Primary production | 5546 | 5546-Biogasoline | KTOE | LV | 2012 | nrg_107a | 0.041868
Imports | 5546 | 5546-Biogasoline | KTOE | EE | 2012 | nrg_107a | 0.1591
Imports | 3283 | 3283-Bitumen | KTOE | ES | 2012 | nrg_110a | 0.46892
Imports | 3283 | 3283-Bitumen | KTOE | ME | 2010 | nrg_110a | 0.5694
Imports | 3283 | 3283-Bitumen | KTOE | PT | 2009 | nrg_110a | 11.8947
Primary production | 5546 | 5546-Biogasoline | KTOE | AT | 2010 | nrg_110a | 2.5246
Imports | 3283 | 3283-Bitumen | KTOE | IE | 2011 | nrg_102a | 11.0825
Imports | 3283 | 3283-Bitumen | KTOE | FR | 2014 | nrg_102a | 43.7981
Imports | 5546 | 5546-Biogasoline | KTOE | DE | 2014 | nrg_107a | 15.9266
Imports | 5546 | 5546-Biogasoline | KTOE | IE | 2014 | nrg_107a | 0.99646
Imports | 5546 | 5546-Biogasoline | KTOE | LT | 2010 | nrg_107a | 0.10467
Imports | 3283 | 3283-Bitumen | KTOE | HU | 2011 | nrg_110a | 1.5449
Imports | 3283 | 3283-Bitumen | KTOE | IE | 2012 | nrg_110a | 9.9897
Primary production | 5546 | 5546-Biogasoline | KTOE | BE | 2013 | nrg_110a | 6.4979
Primary production | 5546 | 5546-Biogasoline | KTOE | BG | 2014 | nrg_110a | 0.55266
Primary production | 5546 | 5546-Biogasoline | KTOE | ES | 2010 | nrg_110a | 11.2248
Primary production | 5546 | 5546-Biogasoline | KTOE | RO | 2009 | nrg_110a | 0.11723
Imports | 5546 | 5546-Biogasoline | KTOE | CZ | 2010 | nrg_110a | 1.0718
Imports | 5546 | 5546-Biogasoline | KTOE | LV | 2012 | nrg_110a | 0.44799
Imports | 5546 | 5546-Biogasoline | KTOE | NL | 2014 | nrg_110a | 4.9949
Imports | 3283 | 3283-Bitumen | KTOE | AT | 2012 | nrg_102a | 11.2876
Imports | 3283 | 3283-Bitumen | KTOE | BE | 2011 | nrg_102a | 3.2364
Imports | 3283 | 3283-Bitumen | KTOE | DK | 2009 | nrg_102a | 8.1978
Imports | 3283 | 3283-Bitumen | KTOE | SE | 2012 | nrg_102a | 4.4464
Imports | 5546 | 5546-Biogasoline | KTOE | DK | 2011 | nrg_107a | 2.1101
Imports | 5546 | 5546-Biogasoline | KTOE | SI | 2010 | nrg_107a | 0.18003
Imports | 3283 | 3283-Bitumen | KTOE | SK | 2012 | nrg_110a | 4.505
Primary production | 5546 | 5546-Biogasoline | KTOE | IT | 2014 | nrg_110a | 0.025121
Imports | 3283 | 3283-Bitumen | KTOE | AL | 2010 | nrg_110a | 0.54428
Imports | 3283 | 3283-Bitumen | KTOE | AL | 2012 | nrg_102a | 0.27214
Imports | 3283 | 3283-Bitumen | KTOE | NO | 2013 | nrg_102a | 14.3524
Imports | 5546 | 5546-Biogasoline | KTOE | PL | 2014 | nrg_107a | 1.7333
Imports | 3283 | 3283-Bitumen | KTOE | AT | 2014 | nrg_110a | 11.4551
Imports | 3283 | 3283-Bitumen | KTOE | BG | 2012 | nrg_102a | 2.1855
Imports | 3283 | 3283-Bitumen | KTOE | PT | 2010 | nrg_102a | 8.6206
Imports | 3283 | 3283-Bitumen | KTOE | PL | 2012 | nrg_102a | 13.18
Primary production | 5546 | 5546-Biogasoline | KTOE | PL | 2010 | nrg_107a | 4.0779
Imports | 3283 | 3283-Bitumen | KTOE | SE | 2012 | nrg_110a | 4.4464
Imports | 3283 | 3283-Bitumen | KTOE | ES | 2011 | nrg_102a | 1.3272
Primary production | 5546 | 5546-Biogasoline | KTOE | AT | 2011 | nrg_107a | 2.4367
Primary production | 5546 | 5546-Biogasoline | KTOE | FR | 2011 | nrg_107a | 17.8902
Primary production | 5546 | 5546-Biogasoline | KTOE | FI | 2011 | nrg_107a | 0.27633
Primary production | 5546 | 5546-Biogasoline | KTOE | LV | 2009 | nrg_107a | 0.36425
Imports | 3283 | 3283-Bitumen | KTOE | ES | 2009 | nrg_110a | 3.0815
Imports | 3283 | 3283-Bitumen | KTOE | EE | 2014 | nrg_110a | 3.8225
Imports | 3283 | 3283-Bitumen | KTOE | EL | 2012 | nrg_110a | 0.66151
Imports | 3283 | 3283-Bitumen | KTOE | CZ | 2013 | nrg_102a | 10.9317
Imports | 3283 | 3283-Bitumen | KTOE | FR | 2011 | nrg_102a | 40.5199
Primary production | 5546 | 5546-Biogasoline | KTOE | RO | 2012 | nrg_107a | 1.7794
Imports | 5546 | 5546-Biogasoline | KTOE | DE | 2011 | nrg_107a | 20.6744
Imports | 5546 | 5546-Biogasoline | KTOE | IE | 2011 | nrg_107a | 0.97971
Imports | 5546 | 5546-Biogasoline | KTOE | NL | 2011 | nrg_107a | 6.2425
Imports | 3285 | 3285-Petroleum coke | KTOE | DE | 2010 | nrg_110a | 31.7234
Imports | 3285 | 3285-Petroleum coke | KTOE | CZ | 2013 | nrg_110a | 0.38519
Imports | 3285 | 3285-Petroleum coke | KTOE | SE | 2010 | nrg_110a | 0.35169
Primary production | 2117 | 2117-Other Bituminous Coal | KTOE | IT | 2012 | nrg_101a | 2.1269
Imports | 2117 | 2117-Other Bituminous Coal | KTOE | BE | 2013 | nrg_101a | 58.1044
Imports | 2117 | 2117-Other Bituminous Coal | KTOE | UK | 2010 | nrg_101a | 501.8298
Imports | 3191 | 3191-Refinery feedstocks | KTOE | DK | 2010 | nrg_102a | 0.29726
Imports | 3247 | 3247-Kerosene type jet fuel (without bio components) | KTOE | AT | 2010 | nrg_102a | 8.3694
Imports | 3247 | 3247-Kerosene type jet fuel (without bio components) | KTOE | DK | 2014 | nrg_102a | 32.4938
Imports | 3247 | 3247-Kerosene type jet fuel (without bio components) | KTOE | FI | 2014 | nrg_102a | 10.2618
Imports | 3247 | 3247-Kerosene type jet fuel (without bio components) | KTOE | UK | 2013 | nrg_102a | 361.1408
Imports | 3285 | 3285-Petroleum coke | KTOE | XK | 2013 | nrg_102a | 2.6084
Imports | 3285 | 3285-Petroleum coke | KTOE | FI | 2013 | nrg_102a | 1.1304
Consumption in Coal Mines | 2117 | 2117-Other Bituminous Coal | KTOE | DE | 2011 | nrg_110a | 0.025121
Consumption in Coal Mines | 2117 | 2117-Other Bituminous Coal | KTOE | TR | 2010 | nrg_110a | 0.066989
Consumption in Coal Mines | 2117 | 2117-Other Bituminous Coal | KTOE | UA | 2011 | nrg_110a | 1.8673
Primary production | 2117 | 2117-Other Bituminous Coal | KTOE | IT | 2010 | nrg_110a | 2.6837
Imports | 3191 | 3191-Refinery feedstocks | KTOE | BE | 2009 | nrg_110a | 89.3966
Imports | 3191 | 3191-Refinery feedstocks | KTOE | FR | 2013 | nrg_110a | 15.4032
Imports | 3191 | 3191-Refinery feedstocks | KTOE | UK | 2013 | nrg_110a | 257.0402
Imports | 3247 | 3247-Kerosene type jet fuel (without bio components) | KTOE | DK | 2013 | nrg_110a | 34.583
Imports | 3285 | 3285-Petroleum coke | KTOE | DK | 2014 | nrg_110a | 9.1063
Imports | 3285 | 3285-Petroleum coke | KTOE | FI | 2010 | nrg_110a | 3.3787
Imports | 3285 | 3285-Petroleum coke | KTOE | SI | 2010 | nrg_110a | 1.9343
Imports | 3285 | 3285-Petroleum coke | KTOE | AL | 2012 | nrg_110a | 2.3655
Imports | 2117 | 2117-Other Bituminous Coal | KTOE | NO | 2010 | nrg_101a | 19.2216
Imports | 3247 | 3247-Kerosene type jet fuel (without bio components) | KTOE | PL | 2013 | nrg_102a | 2.2776
Imports | 3285 | 3285-Petroleum coke | KTOE | NO | 2010 | nrg_102a | 13.2638
Imports | 2117 | 2117-Other Bituminous Coal | KTOE | NO | 2014 | nrg_110a | 21.3862
Imports | 3247 | 3247-Kerosene type jet fuel (without bio components) | KTOE | NO | 2012 | nrg_110a | 14.9134
Imports | 3285 | 3285-Petroleum coke | KTOE | AT | 2011 | nrg_110a | 2.8763
Imports | 3285 | 3285-Petroleum coke | KTOE | NO | 2012 | nrg_110a | 13.2303
Imports | 3285 | 3285-Petroleum coke | KTOE | PL | 2009 | nrg_110a | 4.1282
Imports | 3247 | 3247-Kerosene type jet fuel (without bio components) | KTOE | CY | 2009 | nrg_102a | 12.5688
Imports | 3247 | 3247-Kerosene type jet fuel (without bio components) | KTOE | EE | 2010 | nrg_102a | 1.3775
Imports | 3285 | 3285-Petroleum coke | KTOE | BG | 2012 | nrg_102a | 11.7733
Primary production | 2117 | 2117-Other Bituminous Coal | KTOE | PL | 2012 | nrg_110a | 1525.9504
Imports | 2117 | 2117-Other Bituminous Coal | KTOE | BG | 2013 | nrg_110a | 27.0928
Imports | 2117 | 2117-Other Bituminous Coal | KTOE | CY | 2014 | nrg_110a | 0.11723
Imports | 2117 | 2117-Other Bituminous Coal | KTOE | EE | 2009 | nrg_110a | 0.81643
Imports | 2117 | 2117-Other Bituminous Coal | KTOE | RS | 2009 | nrg_110a | 1.1639
Imports | 3191 | 3191-Refinery feedstocks | KTOE | SE | 2012 | nrg_110a | 19.4226
Imports | 3285 | 3285-Petroleum coke | KTOE | CZ | 2011 | nrg_110a | 0.30145
Transformation input in Coke Ovens | 3285 | 3285-Petroleum coke | KTOE | DE | 2014 | nrg_110a | 26.134
Imports | 2117 | 2117-Other Bituminous Coal | KTOE | EL | 2013 | nrg_101a | 9.3617
Imports | 2117 | 2117-Other Bituminous Coal | KTOE | PL | 2011 | nrg_101a | 297.9871
Transformation input in Patent Fuel Plants | 2117 | 2117-Other Bituminous Coal | KTOE | UK | 2013 | nrg_101a | 6.6026
Imports | 3191 | 3191-Refinery feedstocks | KTOE | ES | 2014 | nrg_102a | 210.8012
Imports | 3247 | 3247-Kerosene type jet fuel (without bio components) | KTOE | ES | 2010 | nrg_102a | 104.6616
Imports | 3247 | 3247-Kerosene type jet fuel (without bio components) | KTOE | MK | 2013 | nrg_102a | 0.56522
Imports | 3285 | 3285-Petroleum coke | KTOE | MK | 2009 | nrg_102a | 1.7961
Imports | 3285 | 3285-Petroleum coke | KTOE | ME | 2012 | nrg_102a | 0.86667
Imports | 3285 | 3285-Petroleum coke | KTOE | PT | 2011 | nrg_102a | 13.247
Imports | 2117 | 2117-Other Bituminous Coal | KTOE | PT | 2012 | nrg_110a | 126.1315
Imports | 3191 | 3191-Refinery feedstocks | KTOE | EL | 2012 | nrg_110a | 77.9666
Imports | 3191 | 3191-Refinery feedstocks | KTOE | ES | 2014 | nrg_110a | 210.8012
Imports | 3247 | 3247-Kerosene type jet fuel (without bio components) | KTOE | RO | 2010 | nrg_110a | 1.7752
Imports | 3285 | 3285-Petroleum coke | KTOE | EL | 2010 | nrg_110a | 22.9772
Imports | 3285 | 3285-Petroleum coke | KTOE | ES | 2012 | nrg_110a | 59.7121
Imports | 2117 | 2117-Other Bituminous Coal | KTOE | CZ | 2012 | nrg_101a | 19.5524
Imports | 2117 | 2117-Other Bituminous Coal | KTOE | FR | 2013 | nrg_101a | 305.2931
Imports | 2117 | 2117-Other Bituminous Coal | KTOE | HR | 2011 | nrg_101a | 26.8834
Imports | 2117 | 2117-Other Bituminous Coal | KTOE | IE | 2013 | nrg_101a | 58.4184
Imports | 2117 | 2117-Other Bituminous Coal | KTOE | MD | 2012 | nrg_101a | 0.87085
Imports | 5500 | 5500-Renewable energies | KTOE | HU | 2012 | nrg_110a | 3.3243
Imports | 5500 | 5500-Renewable energies | KTOE | MD | 2014 | nrg_110a | 0.037681
Imports | 5500 | 5500-Renewable energies | KTOE | LV | 2009 | nrg_110a | 0.25958
Imports | 5500 | 5500-Renewable energies | KTOE | LU | 2009 | nrg_110a | 1.9804
Imports | 5500 | 5500-Renewable energies | KTOE | NL | 2011 | nrg_110a | 31.7066
Consumption in BKB / PB Plants | 5500 | 5500-Renewable energies | KTOE | DE | 2013 | nrg_110a | 0.020934
Primary production | 5500 | 5500-Renewable energies | KTOE | BE | 2010 | nrg_100a | 93.6796
Primary production | 5500 | 5500-Renewable energies | KTOE | DK | 2013 | nrg_100a | 129.1586
Primary production | 5500 | 5500-Renewable energies | KTOE | CZ | 2010 | nrg_100a | 121.4214
Primary production | 5500 | 5500-Renewable energies | KTOE | IE | 2010 | nrg_100a | 25.9414
Primary production | 5500 | 5500-Renewable energies | KTOE | IS | 2014 | nrg_100a | 218.731
Primary production | 5500 | 5500-Renewable energies | KTOE | IT | 2010 | nrg_100a | 812.0173
Imports | 5500 | 5500-Renewable energies | KTOE | DE | 2012 | nrg_100a | 49.5759
Imports | 5500 | 5500-Renewable energies | KTOE | CZ | 2009 | nrg_100a | 4.4799
Imports | 5500 | 5500-Renewable energies | KTOE | IE | 2012 | nrg_100a | 2.3027
Imports | 5500 | 5500-Renewable energies | KTOE | HR | 2009 | nrg_100a | 0.37681
Imports | 5500 | 5500-Renewable energies | KTOE | LU | 2009 | nrg_100a | 1.9804
Imports | 5500 | 5500-Renewable energies | KTOE | NL | 2010 | nrg_100a | 29.7765
Imports | 5500 | 5500-Renewable energies | KTOE | SK | 2011 | nrg_100a | 1.5742
Primary production | 5500 | 5500-Renewable energies | KTOE | IT | 2009 | nrg_107a | 807.8263
Primary production | 5500 | 5500-Renewable energies | KTOE | NL | 2011 | nrg_107a | 134.3084
Imports | 5500 | 5500-Renewable energies | KTOE | XK | 2010 | nrg_107a | 0.050242
Consumption in Coal Mines | 5500 | 5500-Renewable energies | KTOE | DE | 2013 | nrg_107a | 0.45636
Primary production | 5500 | 5500-Renewable energies | KTOE | LT | 2009 | nrg_110a | 48.9897
Primary production | 5500 | 5500-Renewable energies | KTOE | LV | 2012 | nrg_110a | 97.6111
Transformation input in BKB / PB Plants | 5500 | 5500-Renewable energies | KTOE | UA | 2013 | nrg_110a | 0.037681
Primary production | 5500 | 5500-Renewable energies | KTOE | LU | 2014 | nrg_100a | 5.0367
Primary production | 5500 | 5500-Renewable energies | KTOE | MT | 2010 | nrg_100a | 0.18841
Primary production | 5500 | 5500-Renewable energies | KTOE | NO | 2010 | nrg_100a | 482.3194
Imports | 5500 | 5500-Renewable energies | KTOE | AT | 2009 | nrg_100a | 34.964
Imports | 5500 | 5500-Renewable energies | KTOE | FI | 2013 | nrg_100a | 13.5945
Consumption in Coal Mines | 5500 | 5500-Renewable energies | KTOE | DE | 2013 | nrg_100a | 0.45636
Primary production | 5500 | 5500-Renewable energies | KTOE | SI | 2011 | nrg_100a | 41.9475
Primary production | 5500 | 5500-Renewable energies | KTOE | TR | 2009 | nrg_110a | 415.1673
Primary production | 5500 | 5500-Renewable energies | KTOE | TR | 2011 | nrg_107a | 469.8594
Imports | 5500 | 5500-Renewable energies | KTOE | PL | 2010 | nrg_107a | 18.4219
Imports | 5500 | 5500-Renewable energies | KTOE | AT | 2012 | nrg_110a | 38.3343
Imports | 5500 | 5500-Renewable energies | KTOE | PL | 2010 | nrg_110a | 18.4219
Imports | 5500 | 5500-Renewable energies | KTOE | BG | 2014 | nrg_107a | 2.5791
Imports | 5500 | 5500-Renewable energies | KTOE | CY | 2014 | nrg_107a | 0.90016
Imports | 5500 | 5500-Renewable energies | KTOE | RS | 2012 | nrg_107a | 0.4773
Primary production | 5500 | 5500-Renewable energies | KTOE | ME | 2010 | nrg_110a | 19.4686
Primary production | 5500 | 5500-Renewable energies | KTOE | MD | 2009 | nrg_110a | 4.685
Primary production | 5500 | 5500-Renewable energies | KTOE | RO | 2009 | nrg_110a | 220.837
Imports | 5500 | 5500-Renewable energies | KTOE | CZ | 2012 | nrg_110a | 8.742
Primary production | 5500 | 5500-Renewable energies | KTOE | MD | 2009 | nrg_100a | 4.685
Primary production | 5500 | 5500-Renewable energies | KTOE | MK | 2013 | nrg_100a | 12.8493
Primary production | 5500 | 5500-Renewable energies | KTOE | UA | 2009 | nrg_107a | 111.1428
Imports | 5500 | 5500-Renewable energies | KTOE | EL | 2014 | nrg_107a | 5.3005
Imports | 5500 | 5500-Renewable energies | KTOE | MT | 2014 | nrg_107a | 0.20934
Primary production | 5500 | 5500-Renewable energies | KTOE | AL | 2014 | nrg_110a | 25.9833
Primary production | 5500 | 5500-Renewable energies | KTOE | AT | 2009 | nrg_110a | 348.8819
Imports | 5500 | 5500-Renewable energies | KTOE | EL | 2011 | nrg_110a | 6.4267
Imports | 5500 | 5500-Renewable energies | KTOE | ES | 2013 | nrg_110a | 45.4896
Imports | 5500 | 5500-Renewable energies | KTOE | MT | 2010 | nrg_110a | 0.029308
Imports | 5500 | 5500-Renewable energies | KTOE | MK | 2012 | nrg_100a | 0.17166
Imports | 5500 | 5500-Renewable energies | KTOE | PT | 2013 | nrg_100a | 2.8805
Primary production | 5500 | 5500-Renewable energies | KTOE | CZ | 2012 | nrg_107a | 135.9496
Primary production | 5500 | 5500-Renewable energies | KTOE | DK | 2009 | nrg_107a | 116.9918
Primary production | 5500 | 5500-Renewable energies | KTOE | EE | 2011 | nrg_107a | 40.8841
Primary production | 5500 | 5500-Renewable energies | KTOE | HU | 2011 | nrg_107a | 77.7572
Primary production | 5500 | 5500-Renewable energies | KTOE | IS | 2010 | nrg_107a | 200.5687
Imports | 5500 | 5500-Renewable energies | KTOE | HR | 2011 | nrg_107a | 0.23865
Imports | 5500 | 5500-Renewable energies | KTOE | LV | 2011 | nrg_107a | 1.0844
Imports | 5500 | 5500-Renewable energies | KTOE | MD | 2010 | nrg_107a | 0.016747
Imports | 5500 | 5500-Renewable energies | KTOE | LU | 2011 | nrg_107a | 2.0139
Primary production | 7100 | 7100-Industrial wastes | KTOE | BG | 2014 | nrg_108a | 0.9504
Primary production | 7100 | 7100-Industrial wastes | KTOE | CZ | 2011 | nrg_108a | 6.9626
Primary production | 7100 | 7100-Industrial wastes | KTOE | FI | 2012 | nrg_108a | 2.7424
Primary production | 7100 | 7100-Industrial wastes | KTOE | RS | 2014 | nrg_108a | 0.033494
Primary production | 7100 | 7100-Industrial wastes | KTOE | SI | 2012 | nrg_108a | 1.3314
Primary production | 7100 | 7100-Industrial wastes | KTOE | UK | 2014 | nrg_108a | 8.4238
Imports | 3234 | 3234-Gasoline (without bio components) | KTOE | CZ | 2013 | nrg_110a | 24.6393
Imports | 3234 | 3234-Gasoline (without bio components) | KTOE | IS | 2010 | nrg_110a | 6.4644
Primary production | 7100 | 7100-Industrial wastes | KTOE | CZ | 2013 | nrg_110a | 6.7198
Primary production | 7100 | 7100-Industrial wastes | KTOE | DE | 2014 | nrg_110a | 52.9672
Primary production | 7100 | 7100-Industrial wastes | KTOE | FI | 2014 | nrg_110a | 2.219
Primary production | 7100 | 7100-Industrial wastes | KTOE | RS | 2014 | nrg_110a | 0.033494
Imports | 7100 | 7100-Industrial wastes | KTOE | LV | 2012 | nrg_110a | 0.25121
Imports | 3234 | 3234-Gasoline (without bio components) | KTOE | BG | 2014 | nrg_102a | 10.4712
Imports | 3234 | 3234-Gasoline (without bio components) | KTOE | FR | 2014 | nrg_102a | 12.753
Imports | 3234 | 3234-Gasoline (without bio components) | KTOE | SI | 2009 | nrg_102a | 29.3369
Imports | 3234 | 3234-Gasoline (without bio components) | KTOE | XK | 2009 | nrg_102a | 4.0403
Primary production | 7100 | 7100-Industrial wastes | KTOE | LV | 2012 | nrg_108a | 0.083736
Imports | 3234 | 3234-Gasoline (without bio components) | KTOE | BE | 2014 | nrg_110a | 36.4335
Imports | 3234 | 3234-Gasoline (without bio components) | KTOE | FI | 2011 | nrg_110a | 1.2058
Imports | 3234 | 3234-Gasoline (without bio components) | KTOE | XK | 2010 | nrg_110a | 3.5002
Imports | 3234 | 3234-Gasoline (without bio components) | KTOE | UK | 2013 | nrg_110a | 198.9777
Primary production | 7100 | 7100-Industrial wastes | KTOE | LU | 2010 | nrg_110a | 0.59871
Primary production | 7100 | 7100-Industrial wastes | KTOE | NO | 2009 | nrg_110a | 0.058615
Imports | 7100 | 7100-Industrial wastes | KTOE | SK | 2013 | nrg_110a | 0.25121
Primary production | 7100 | 7100-Industrial wastes | KTOE | SK | 2013 | nrg_108a | 5.1665
Imports | 3234 | 3234-Gasoline (without bio components) | KTOE | AL | 2013 | nrg_102a | 6.5272
Imports | 3234 | 3234-Gasoline (without bio components) | KTOE | AL | 2012 | nrg_110a | 4.438
Primary production | 7100 | 7100-Industrial wastes | KTOE | PL | 2010 | nrg_110a | 11.7607
Imports | 3234 | 3234-Gasoline (without bio components) | KTOE | CZ | 2010 | nrg_102a | 25.6107
Imports | 3234 | 3234-Gasoline (without bio components) | KTOE | SE | 2012 | nrg_102a | 52.8458
Imports | 3234 | 3234-Gasoline (without bio components) | KTOE | CY | 2014 | nrg_110a | 15.152
Imports | 3234 | 3234-Gasoline (without bio components) | KTOE | PT | 2014 | nrg_110a | 6.6445
Imports | 7100 | 7100-Industrial wastes | KTOE | PT | 2012 | nrg_110a | 0.33076
Imports | 3234 | 3234-Gasoline (without bio components) | KTOE | EE | 2014 | nrg_102a | 18.6982
Imports | 3234 | 3234-Gasoline (without bio components) | KTOE | ES | 2013 | nrg_110a | 3.4583
Imports | 3234 | 3234-Gasoline (without bio components) | KTOE | MK | 2010 | nrg_110a | 1.4989
Consumption in Pipeline transport | 3234 | 3234-Gasoline (without bio components) | KTOE | PL | 2009 | nrg_110a | 0.046055
Primary production | 7100 | 7100-Industrial wastes | KTOE | BE | 2009 | nrg_110a | 13.5527
Primary production | 7100 | 7100-Industrial wastes | KTOE | HU | 2009 | nrg_110a | 1.1514
Imports | 3234 | 3234-Gasoline (without bio components) | KTOE | LU | 2013 | nrg_102a | 13.6029
Imports | 3234 | 3234-Gasoline (without bio components) | KTOE | LT | 2010 | nrg_102a | 2.6419
Imports | 3234 | 3234-Gasoline (without bio components) | KTOE | LV | 2010 | nrg_102a | 10.9945
Imports | 7100 | 7100-Industrial wastes | KTOE | LV | 2012 | nrg_108a | 0.25121
Imports | 3234 | 3234-Gasoline (without bio components) | KTOE | HU | 2010 | nrg_110a | 10.4251
Imports | 3234 | 3234-Gasoline (without bio components) | KTOE | LT | 2009 | nrg_110a | 0.40193
Imports | 3234 | 3234-Gasoline (without bio components) | KTOE | IT | 2010 | nrg_110a | 5.8531
Imports | 3234 | 3234-Gasoline (without bio components) | KTOE | NL | 2010 | nrg_110a | 412.8059
Imports | 3234 | 3234-Gasoline (without bio components) | KTOE | MT | 2013 | nrg_110a | 3.1401
Imports | 3234 | 3234-Gasoline (without bio components) | KTOE | SK | 2011 | nrg_110a | 7.9675
Primary production | 7100 | 7100-Industrial wastes | KTOE | IE | 2013 | nrg_110a | 0.0041868
Primary production | 7100 | 7100-Industrial wastes | KTOE | IT | 2010 | nrg_110a | 10.9987
Primary production | 7100 | 7100-Industrial wastes | KTOE | SE | 2009 | nrg_110a | 0.84573
Imports | 3234 | 3234-Gasoline (without bio components) | KTOE | BE | 2009 | nrg_102a | 19.4937
Imports | 3234 | 3234-Gasoline (without bio components) | KTOE | SK | 2010 | nrg_102a | 10.9778
Primary production | 7100 | 7100-Industrial wastes | KTOE | LU | 2014 | nrg_108a | 0.64058
Primary production | 7100 | 7100-Industrial wastes | KTOE | NO | 2010 | nrg_108a | 0.11304
Imports | 7100 | 7100-Industrial wastes | KTOE | SK | 2011 | nrg_108a | 0.21771
Imports | 3234 | 3234-Gasoline (without bio components) | KTOE | DK | 2010 | nrg_110a | 32.7617
Imports | 3234 | 3234-Gasoline (without bio components) | KTOE | UA | 2013 | nrg_110a | 77.4851
Imports | 3234 | 3234-Gasoline (without bio components) | KTOE | SE | 2009 | nrg_110a | 72.6912
Primary production | 7100 | 7100-Industrial wastes | KTOE | TR | 2010 | nrg_110a | 1.4947
Imports | 3220 | 3220-Liquified petroleum gas (LPG) | KTOE | HR | 2012 | nrg_110a | 0.65733
Imports | 3220 | 3220-Liquified petroleum gas (LPG) | KTOE | MD | 2010 | nrg_110a | 3.0815
Imports | 3220 | 3220-Liquified petroleum gas (LPG) | KTOE | LT | 2012 | nrg_110a | 5.2
Imports | 3220 | 3220-Liquified petroleum gas (LPG) | KTOE | TR | 2009 | nrg_110a | 141.451
Transformation input in Gas Works | 3220 | 3220-Liquified petroleum gas (LPG) | KTOE | ES | 2011 | nrg_110a | 0.78293
Imports | 5544 | 5544-Charcoal | KTOE | IT | 2013 | nrg_110a | 1.7543
Imports | 3220 | 3220-Liquified petroleum gas (LPG) | KTOE | BG | 2009 | nrg_102a | 12.3259
Imports | 3220 | 3220-Liquified petroleum gas (LPG) | KTOE | BE | 2014 | nrg_102a | 84.1798
Imports | 3220 | 3220-Liquified petroleum gas (LPG) | KTOE | DK | 2011 | nrg_102a | 0.36844
Imports | 3220 | 3220-Liquified petroleum gas (LPG) | KTOE | FR | 2009 | nrg_102a | 119.4159
Imports | 5544 | 5544-Charcoal | KTOE | BG | 2012 | nrg_107a | 0.050242
Imports | 3220 | 3220-Liquified petroleum gas (LPG) | KTOE | BE | 2012 | nrg_110a | 74.1064
Imports | 3220 | 3220-Liquified petroleum gas (LPG) | KTOE | FI | 2013 | nrg_110a | 13.5652
Imports | 3220 | 3220-Liquified petroleum gas (LPG) | KTOE | XK | 2012 | nrg_110a | 1.9804
Imports | 3220 | 3220-Liquified petroleum gas (LPG) | KTOE | AL | 2013 | nrg_102a | 6.6696
Imports | 3220 | 3220-Liquified petroleum gas (LPG) | KTOE | NO | 2011 | nrg_102a | 7.9759
Imports | 5544 | 5544-Charcoal | KTOE | AT | 2014 | nrg_110a | 0.36844
Imports | 3220 | 3220-Liquified petroleum gas (LPG) | KTOE | CZ | 2010 | nrg_102a | 3.0229
Imports | 3220 | 3220-Liquified petroleum gas (LPG) | KTOE | PT | 2009 | nrg_102a | 20.1929
Imports | 3220 | 3220-Liquified petroleum gas (LPG) | KTOE | RS | 2010 | nrg_110a | 12.0664
Imports | 3220 | 3220-Liquified petroleum gas (LPG) | KTOE | PT | 2011 | nrg_110a | 21.8509
Imports | 3220 | 3220-Liquified petroleum gas (LPG) | KTOE | EE | 2014 | nrg_102a | 0.7285
Imports | 3220 | 3220-Liquified petroleum gas (LPG) | KTOE | ME | 2011 | nrg_102a | 0.89179
Imports | 5544 | 5544-Charcoal | KTOE | EL | 2012 | nrg_107a | 1.8924
Imports | 3220 | 3220-Liquified petroleum gas (LPG) | KTOE | ES | 2009 | nrg_110a | 39.8835
Imports | 3220 | 3220-Liquified petroleum gas (LPG) | KTOE | LT | 2010 | nrg_102a | 5.0116
Imports | 3220 | 3220-Liquified petroleum gas (LPG) | KTOE | LV | 2014 | nrg_102a | 8.9723
Imports | 3220 | 3220-Liquified petroleum gas (LPG) | KTOE | SK | 2010 | nrg_102a | 2.0683
Imports | 5544 | 5544-Charcoal | KTOE | HR | 2010 | nrg_107a | 0.09211
Imports | 3220 | 3220-Liquified petroleum gas (LPG) | KTOE | DE | 2011 | nrg_110a | 40.0467
Imports | 3220 | 3220-Liquified petroleum gas (LPG) | KTOE | IT | 2013 | nrg_110a | 106.8136
Imports | 3220 | 3220-Liquified petroleum gas (LPG) | KTOE | IS | 2010 | nrg_110a | 0.13816
Imports | 3220 | 3220-Liquified petroleum gas (LPG) | KTOE | LU | 2013 | nrg_110a | 0.5066
Imports | 3220 | 3220-Liquified petroleum gas (LPG) | KTOE | SK | 2014 | nrg_110a | 2.2525
Consumption in Oil and gas extraction | 3220 | 3220-Liquified petroleum gas (LPG) | KTOE | UA | 2013 | nrg_110a | 0.046055
Imports | 5544 | 5544-Charcoal | KTOE | HR | 2012 | nrg_110a | 0.054428
Imports | 5544 | 5544-Charcoal | KTOE | LV | 2010 | nrg_110a | 0.058615
Imports | 3220 | 3220-Liquified petroleum gas (LPG) | KTOE | BE | 2009 | nrg_102a | 78.4313
Imports | 3220 | 3220-Liquified petroleum gas (LPG) | KTOE | SE | 2013 | nrg_102a | 47.1517
Imports | 3220 | 3220-Liquified petroleum gas (LPG) | KTOE | SI | 2012 | nrg_102a | 3.7304
Imports | 3220 | 3220-Liquified petroleum gas (LPG) | KTOE | UA | 2013 | nrg_102a | 16.6048
Imports | 5544 | 5544-Charcoal | KTOE | BE | 2011 | nrg_107a | 0.26377
Imports | 3220 | 3220-Liquified petroleum gas (LPG) | KTOE | DK | 2012 | nrg_110a | 0.23027
Consumption in Coal Mines | 4240 | 4240-Other recovered gases | KTOE | CZ | 2014 | nrg_110a | 1.5449
Imports | 3220 | 3220-Liquified petroleum gas (LPG) | KTOE | AL | 2012 | nrg_102a | 4.1617
Imports | 3220 | 3220-Liquified petroleum gas (LPG) | KTOE | NO | 2010 | nrg_102a | 11.0657
Imports | 5544 | 5544-Charcoal | KTOE | AT | 2013 | nrg_110a | 0.40193
Imports | 3220 | 3220-Liquified petroleum gas (LPG) | KTOE | CZ | 2009 | nrg_102a | 3.5504
Imports | 3220 | 3220-Liquified petroleum gas (LPG) | KTOE | EE | 2013 | nrg_102a | 0.59034
Imports | 3220 | 3220-Liquified petroleum gas (LPG) | KTOE | RS | 2009 | nrg_110a | 11.8235
Imports | 3220 | 3220-Liquified petroleum gas (LPG) | KTOE | EL | 2014 | nrg_102a | 1.792
Imports | 3220 | 3220-Liquified petroleum gas (LPG) | KTOE | ES | 2014 | nrg_102a | 29.5797
Imports | 3220 | 3220-Liquified petroleum gas (LPG) | KTOE | ME | 2010 | nrg_102a | 0.84573
Imports | 5544 | 5544-Charcoal | KTOE | EL | 2011 | nrg_107a | 1.8296
Imports | 3220 | 3220-Liquified petroleum gas (LPG) | KTOE | EL | 2014 | nrg_110a | 1.792
Imports | 3220 | 3220-Liquified petroleum gas (LPG) | KTOE | PT | 2010 | nrg_110a | 19.8706
Imports | 3220 | 3220-Liquified petroleum gas (LPG) | KTOE | IE | 2014 | nrg_102a | 4.6222
Imports | 3220 | 3220-Liquified petroleum gas (LPG) | KTOE | LT | 2009 | nrg_102a | 3.9942
Imports | 3220 | 3220-Liquified petroleum gas (LPG) | KTOE | LV | 2013 | nrg_102a | 8.516
Imports | 3220 | 3220-Liquified petroleum gas (LPG) | KTOE | SK | 2009 | nrg_102a | 3.7263
Imports | 5544 | 5544-Charcoal | KTOE | HR | 2009 | nrg_107a | 0.09211
Imports | 3220 | 3220-Liquified petroleum gas (LPG) | KTOE | DE | 2010 | nrg_110a | 41.4744
Imports | 3220 | 3220-Liquified petroleum gas (LPG) | KTOE | IS | 2009 | nrg_110a | 0.13816
Imports | 3220 | 3220-Liquified petroleum gas (LPG) | KTOE | FR | 2011 | nrg_110a | 123.9251
Primary production | 5500 | 5500-Renewable energies | KTOE | EL | 2009 | nrg_110a | 75.735
Primary production | 5500 | 5500-Renewable energies | KTOE | ES | 2011 | nrg_110a | 584.2512
Imports | 5500 | 5500-Renewable energies | KTOE | DE | 2009 | nrg_110a | 32.7743
Imports | 5500 | 5500-Renewable energies | KTOE | IS | 2014 | nrg_110a | 0.15491
Imports | 5500 | 5500-Renewable energies | KTOE | IT | 2014 | nrg_110a | 125.3277
Imports | 5500 | 5500-Renewable energies | KTOE | TR | 2012 | nrg_110a | 2.1353
Consumption in Coal Mines | 5500 | 5500-Renewable energies | KTOE | PL | 2014 | nrg_110a | 0.037681
Primary production | 5500 | 5500-Renewable energies | KTOE | BG | 2010 | nrg_100a | 62.9569
Primary production | 5500 | 5500-Renewable energies | KTOE | CY | 2014 | nrg_100a | 4.6473
Primary production | 5500 | 5500-Renewable energies | KTOE | DE | 2010 | nrg_100a | 1160.246
Primary production | 5500 | 5500-Renewable energies | KTOE | EL | 2013 | nrg_100a | 104.1173
Primary production | 5500 | 5500-Renewable energies | KTOE | FI | 2011 | nrg_100a | 384.4697
Imports | 5500 | 5500-Renewable energies | KTOE | HU | 2011 | nrg_100a | 5.7359
Imports | 5500 | 5500-Renewable energies | KTOE | LV | 2013 | nrg_100a | 2.3446
Primary production | 5500 | 5500-Renewable energies | KTOE | LT | 2012 | nrg_107a | 50.1537
Primary production | 5500 | 5500-Renewable energies | KTOE | LU | 2010 | nrg_107a | 3.6676
Primary production | 5500 | 5500-Renewable energies | KTOE | NO | 2012 | nrg_107a | 575.3626
Imports | 5500 | 5500-Renewable energies | KTOE | AT | 2011 | nrg_107a | 39.9965
Imports | 5500 | 5500-Renewable energies | KTOE | SI | 2009 | nrg_107a | 0.10886
Primary production | 5500 | 5500-Renewable energies | KTOE | LU | 2014 | nrg_110a | 5.0367
Primary production | 5500 | 5500-Renewable energies | KTOE | NL | 2011 | nrg_110a | 134.3084
Primary production | 5500 | 5500-Renewable energies | KTOE | NO | 2013 | nrg_110a | 523.2746
Imports | 5500 | 5500-Renewable energies | KTOE | DK | 2013 | nrg_110a | 53.5492
Imports | 5500 | 5500-Renewable energies | KTOE | FI | 2009 | nrg_110a | 10.5717
Imports | 5500 | 5500-Renewable energies | KTOE | UK | 2013 | nrg_110a | 79.3734
Imports | 5500 | 5500-Renewable energies | KTOE | SI | 2009 | nrg_110a | 0.10886
Imports | 5500 | 5500-Renewable energies | KTOE | XK | 2009 | nrg_110a | 0.041868
Consumption in Coal Mines | 5500 | 5500-Renewable energies | KTOE | UA | 2010 | nrg_110a | 0.062802
Primary production | 5500 | 5500-Renewable energies | KTOE | LV | 2012 | nrg_100a | 97.6111
Imports | 5500 | 5500-Renewable energies | KTOE | SI | 2011 | nrg_100a | 1.4989
Primary production | 5500 | 5500-Renewable energies | KTOE | SI | 2009 | nrg_100a | 41.0181
Primary production | 5500 | 5500-Renewable energies | KTOE | SK | 2014 | nrg_100a | 60.3234
Primary production | 5500 | 5500-Renewable energies | KTOE | TR | 2009 | nrg_107a | 415.1673
Imports | 5500 | 5500-Renewable energies | KTOE | AT | 2010 | nrg_110a | 35.3115
Imports | 5500 | 5500-Renewable energies | KTOE | AL | 2014 | nrg_100a | 1.5031
Primary production | 5500 | 5500-Renewable energies | KTOE | MD | 2013 | nrg_107a | 12.3678
Imports | 5500 | 5500-Renewable energies | KTOE | BG | 2012 | nrg_107a | 4.0738
Imports | 5500 | 5500-Renewable energies | KTOE | CY | 2012 | nrg_107a | 0.90435
Imports | 5500 | 5500-Renewable energies | KTOE | RS | 2010 | nrg_107a | 0.058615
Imports | 5500 | 5500-Renewable energies | KTOE | CZ | 2010 | nrg_110a | 5.1037
Primary production | 5500 | 5500-Renewable energies | KTOE | MK | 2011 | nrg_100a | 13.6364
Primary production | 5500 | 5500-Renewable energies | KTOE | PT | 2014 | nrg_100a | 244.8566
Imports | 5500 | 5500-Renewable energies | KTOE | EL | 2012 | nrg_107a | 8.3652
Imports | 5500 | 5500-Renewable energies | KTOE | MT | 2012 | nrg_107a | 0.1256
Imports | 5500 | 5500-Renewable energies | KTOE | RO | 2013 | nrg_107a | 8.1852
Primary production | 5500 | 5500-Renewable energies | KTOE | AL | 2012 | nrg_110a | 26.1508
Imports | 5500 | 5500-Renewable energies | KTOE | EL | 2009 | nrg_110a | 2.3823
Imports | 5500 | 5500-Renewable energies | KTOE | ES | 2011 | nrg_110a | 57.288
Primary production | 5500 | 5500-Renewable energies | KTOE | FR | 2014 | nrg_100a | 879.3159
Primary production | 5500 | 5500-Renewable energies | KTOE | XK | 2013 | nrg_100a | 10.9192
Imports | 5500 | 5500-Renewable energies | KTOE | ES | 2013 | nrg_100a | 45.4896
Imports | 5500 | 5500-Renewable energies | KTOE | ME | 2013 | nrg_100a | 0.020934
Imports | 5500 | 5500-Renewable energies | KTOE | MK | 2010 | nrg_100a | 0.34332
Imports | 5500 | 5500-Renewable energies | KTOE | PT | 2011 | nrg_100a | 0.96715
Primary production | 5500 | 5500-Renewable energies | KTOE | CZ | 2010 | nrg_107a | 121.4214
Primary production | 5500 | 5500-Renewable energies | KTOE | EE | 2009 | nrg_107a | 36.1991
Primary production | 5500 | 5500-Renewable energies | KTOE | HU | 2009 | nrg_107a | 77.4935
Imports | 5500 | 5500-Renewable energies | KTOE | HR | 2009 | nrg_107a | 0.37681
Imports | 5500 | 5500-Renewable energies | KTOE | LV | 2009 | nrg_107a | 0.25958
Imports | 5500 | 5500-Renewable energies | KTOE | LU | 2009 | nrg_107a | 1.9804
Imports | 5500 | 5500-Renewable energies | KTOE | TR | 2014 | nrg_107a | 2.9433
Primary production | 5500 | 5500-Renewable energies | KTOE | ES | 2009 | nrg_110a | 518.4598
Imports | 5500 | 5500-Renewable energies | KTOE | IT | 2012 | nrg_110a | 117.5067
Imports | 5500 | 5500-Renewable energies | KTOE | IS | 2012 | nrg_110a | 0.0083736
Imports | 5500 | 5500-Renewable energies | KTOE | LT | 2013 | nrg_110a | 6.59
Imports | 5500 | 5500-Renewable energies | KTOE | UA | 2013 | nrg_110a | 0.16747
Consumption in Coal Mines | 5500 | 5500-Renewable energies | KTOE | PL | 2012 | nrg_110a | 0.050242
Primary production | 5547 | 5547-Biodiesels | KTOE | EL | 2013 | nrg_110a | 5.7736
Primary production | 5547 | 5547-Biodiesels | KTOE | ES | 2011 | nrg_110a | 25.4976
Primary production | 5547 | 5547-Biodiesels | KTOE | RO | 2012 | nrg_110a | 3.7137
Imports | 5547 | 5547-Biodiesels | KTOE | CZ | 2011 | nrg_110a | 3.6006
Imports | 5547 | 5547-Biodiesels | KTOE | DE | 2012 | nrg_110a | 31.4512
Primary production | 5547 | 5547-Biodiesels | KTOE | TR | 2013 | nrg_110a | 0.86667
Imports | 2121 | 2121-Coke Oven Coke | KTOE | PL | 2013 | nrg_101a | 5.0995
Imports | 5540 | 5540-Biomass and renewable wastes | KTOE | AT | 2012 | nrg_107a | 38.3343
Transformation input in Coke Ovens | 2410 | 2410-Oil shale and oil sands | KTOE | EE | 2013 | nrg_110a | 0.90016
Imports | 2100 | 2100-Hard coal and derivatives | KTOE | EE | 2010 | nrg_101a | 1.9301
Transformation input in Coke Ovens | 2100 | 2100-Hard coal and derivatives | KTOE | DE | 2011 | nrg_101a | 301.571
Consumption in Gas Works | 2100 | 2100-Hard coal and derivatives | KTOE | CZ | 2010 | nrg_101a | 2.0725
Imports | 2121 | 2121-Coke Oven Coke | KTOE | RS | 2011 | nrg_101a | 18.2419
Imports | 2121 | 2121-Coke Oven Coke | KTOE | SE | 2011 | nrg_101a | 6.1002
Imports | 3286 | 3286-Paraffin Waxes | KTOE | RO | 2012 | nrg_102a | 0.033494
Primary production | 5540 | 5540-Biomass and renewable wastes | KTOE | MK | 2011 | nrg_107a | 7.9507
Primary production | 5540 | 5540-Biomass and renewable wastes | KTOE | RO | 2012 | nrg_107a | 165.5335
Primary production | 5540 | 5540-Biomass and renewable wastes | KTOE | PL | 2011 | nrg_107a | 290.5765
Primary production | 5547 | 5547-Biodiesels | KTOE | PT | 2014 | nrg_107a | 11.9952
Imports | 2121 | 2121-Coke Oven Coke | KTOE | RO | 2010 | nrg_110a | 30.8065
Imports | 2121 | 2121-Coke Oven Coke | KTOE | RS | 2013 | nrg_110a | 5.2461
Primary production | 5547 | 5547-Biodiesels | KTOE | PT | 2012 | nrg_110a | 11.2541
Imports | 2100 | 2100-Hard coal and derivatives | KTOE | MK | 2014 | nrg_101a | 4.1784
Imports | 2100 | 2100-Hard coal and derivatives | KTOE | RO | 2010 | nrg_101a | 52.5318
Transformation input in Patent Fuel Plants | 2100 | 2100-Hard coal and derivatives | KTOE | HU | 2009 | nrg_101a | 0.19259
Transformation input in Patent Fuel Plants | 2100 | 2100-Hard coal and derivatives | KTOE | UK | 2010 | nrg_101a | 6.075
Transformation input in Coke Ovens | 2100 | 2100-Hard coal and derivatives | KTOE | AT | 2012 | nrg_101a | 52.4439
Consumption in Coal Mines | 2100 | 2100-Hard coal and derivatives | KTOE | HU | 2013 | nrg_101a | 0.079549
Consumption in Coal Mines | 2100 | 2100-Hard coal and derivatives | KTOE | PL | 2013 | nrg_101a | 0.58615
Imports | 2121 | 2121-Coke Oven Coke | KTOE | MK | 2014 | nrg_101a | 0.058615
Transformation input in Coke Ovens | 2121 | 2121-Coke Oven Coke | KTOE | HU | 2010 | nrg_101a | 0.14235
Transformation output from Coke Ovens | 2121 | 2121-Coke Oven Coke | KTOE | FI | 2012 | nrg_101a | 25.1082
Transformation output from Coke Ovens | 2121 | 2121-Coke Oven Coke | KTOE | IT | 2014 | nrg_101a | 54.7215
Consumption in Coal Mines | 2410 | 2410-Oil shale and oil sands | KTOE | EE | 2009 | nrg_101a | 0.13398
Imports | 3286 | 3286-Paraffin Waxes | KTOE | ES | 2013 | nrg_102a | 0.762
Imports | 3286 | 3286-Paraffin Waxes | KTOE | PT | 2009 | nrg_102a | 0.079549
Primary production | 5540 | 5540-Biomass and renewable wastes | KTOE | AL | 2012 | nrg_107a | 8.6457
Primary production | 5540 | 5540-Biomass and renewable wastes | KTOE | UA | 2011 | nrg_107a | 73.8468
Imports | 5540 | 5540-Biomass and renewable wastes | KTOE | ME | 2011 | nrg_107a | 0.046055
Primary production | 5547 | 5547-Biodiesels | KTOE | HU | 2013 | nrg_107a | 5.2502
Primary production | 5547 | 5547-Biodiesels | KTOE | HR | 2012 | nrg_107a | 1.4528
Primary production | 5547 | 5547-Biodiesels | KTOE | UK | 2010 | nrg_107a | 5.7778
Imports | 5547 | 5547-Biodiesels | KTOE | ES | 2011 | nrg_107a | 53.3022
Imports | 5547 | 5547-Biodiesels | KTOE | EL | 2014 | nrg_107a | 0.93366
Imports | 2118 | 2118-Sub-bituminous Coal | KTOE | RO | 2013 | nrg_110a | 17.0486
Transformation output from Coke Ovens | 2121 | 2121-Coke Oven Coke | KTOE | ES | 2010 | nrg_110a | 58.4519
Imports | 3286 | 3286-Paraffin Waxes | KTOE | ES | 2009 | nrg_110a | 0.84155
Imports | 3286 | 3286-Paraffin Waxes | KTOE | PT | 2010 | nrg_110a | 0.079549
Imports | 3286 | 3286-Paraffin Waxes | KTOE | RO | 2010 | nrg_110a | 0.096296
Imports | 5547 | 5547-Biodiesels | KTOE | PT | 2014 | nrg_110a | 0.11304
Imports | 2100 | 2100-Hard coal and derivatives | KTOE | DE | 2010 | nrg_101a | 1360.8482
Imports | 2100 | 2100-Hard coal and derivatives | KTOE | HU | 2014 | nrg_101a | 44.1833
Imports | 2100 | 2100-Hard coal and derivatives | KTOE | IE | 2010 | nrg_101a | 39.9128
Imports | 2100 | 2100-Hard coal and derivatives | KTOE | FR | 2010 | nrg_101a | 517.0656
Imports | 2100 | 2100-Hard coal and derivatives | KTOE | LT | 2013 | nrg_101a | 11.0866
Imports | 2100 | 2100-Hard coal and derivatives | KTOE | IT | 2014 | nrg_101a | 549.6892
Imports | 2100 | 2100-Hard coal and derivatives | KTOE | NL | 2014 | nrg_101a | 1199.0367
Transformation input in Coke Ovens | 2100 | 2100-Hard coal and derivatives | KTOE | FR | 2010 | nrg_101a | 132.0056
Transformation input in Coke Ovens | 2100 | 2100-Hard coal and derivatives | KTOE | TR | 2009 | nrg_101a | 141.6311
Consumption in Coal Mines | 2100 | 2100-Hard coal and derivatives | KTOE | UK | 2011 | nrg_101a | 0.10048
Transformation output from Coke Ovens | 2100 | 2100-Hard coal and derivatives | KTOE | PL | 2009 | nrg_101a | 213.9329
Transformation output from Coke Ovens | 2100 | 2100-Hard coal and derivatives | KTOE | NL | 2013 | nrg_101a | 59.8126
Imports | 2118 | 2118-Sub-bituminous Coal | KTOE | HU | 2013 | nrg_101a | 4.1366
Primary production | 3106 | 3106-Natural gas liquids (NGL) | KTOE | AT | 2009 | nrg_102a | 5.5684
Primary production | 3106 | 3106-Natural gas liquids (NGL) | KTOE | UA | 2012 | nrg_102a | 44.2168
Consumption in Coal Mines | 3295 | 3295-Other Oil Products | KTOE | PL | 2010 | nrg_102a | 0.029308
Primary production | 5542 | 5542-Biogas | KTOE | UK | 2011 | nrg_107a | 78.7244
Primary production | 5548 | 5548-Other liquid biofuels | KTOE | BE | 2009 | nrg_107a | 3.743
Primary production | 5548 | 5548-Other liquid biofuels | KTOE | AT | 2011 | nrg_107a | 0.083736
Primary production | 3106 | 3106-Natural gas liquids (NGL) | KTOE | UK | 2012 | nrg_110a | 113.6214
Imports | 3295 | 3295-Other Oil Products | KTOE | ME | 2011 | nrg_110a | 0.041868
Primary production | 5542 | 5542-Biogas | KTOE | AT | 2009 | nrg_110a | 6.4058
Primary production | 5542 | 5542-Biogas | KTOE | HR | 2011 | nrg_110a | 0.28889
Primary production | 3106 | 3106-Natural gas liquids (NGL) | KTOE | HU | 2014 | nrg_102a | 10.4921
Imports | 3106 | 3106-Natural gas liquids (NGL) | KTOE | HU | 2012 | nrg_102a | 5.5894
Imports | 3106 | 3106-Natural gas liquids (NGL) | KTOE | NL | 2009 | nrg_102a | 434.6317
Imports | 3295 | 3295-Other Oil Products | KTOE | DE | 2009 | nrg_102a | 1.1262
Imports | 3295 | 3295-Other Oil Products | KTOE | IT | 2010 | nrg_102a | 13.9588
Imports | 3295 | 3295-Other Oil Products | KTOE | LV | 2012 | nrg_102a | 0.066989
Imports | 3295 | 3295-Other Oil Products | KTOE | MD | 2009 | nrg_102a | 0.079549
Primary production | 5542 | 5542-Biogas | KTOE | CZ | 2014 | nrg_107a | 25.4557
Primary production | 5542 | 5542-Biogas | KTOE | DK | 2011 | nrg_107a | 4.1073
Primary production | 5542 | 5542-Biogas | KTOE | DE | 2010 | nrg_107a | 177.3445
Primary production | 5542 | 5542-Biogas | KTOE | FI | 2013 | nrg_107a | 3.7263
Primary production | 5542 | 5542-Biogas | KTOE | IS | 2012 | nrg_107a | 0.071176
Primary production | 5542 | 5542-Biogas | KTOE | HU | 2013 | nrg_107a | 3.2155
Primary production | 5542 | 5542-Biogas | KTOE | RS | 2012 | nrg_107a | 0.037681
Primary production | 5548 | 5548-Other liquid biofuels | KTOE | DE | 2014 | nrg_107a | 4.3836
Primary production | 5548 | 5548-Other liquid biofuels | KTOE | IT | 2010 | nrg_107a | 2.7382
Imports | 5548 | 5548-Other liquid biofuels | KTOE | LU | 2009 | nrg_107a | 0.025121
Imports | 3106 | 3106-Natural gas liquids (NGL) | KTOE | NL | 2013 | nrg_110a | 335.9405
Imports | 3106 | 3106-Natural gas liquids (NGL) | KTOE | HU | 2012 | nrg_110a | 5.5894
Imports | 3295 | 3295-Other Oil Products | KTOE | LV | 2012 | nrg_110a | 0.066989
Primary production | 5542 | 5542-Biogas | KTOE | SI | 2009 | nrg_110a | 0.93784
Primary production | 5548 | 5548-Other liquid biofuels | KTOE | DK | 2013 | nrg_110a | 0.82061
Primary production | 5548 | 5548-Other liquid biofuels | KTOE | FI | 2010 | nrg_110a | 0.69501
Primary production | 5548 | 5548-Other liquid biofuels | KTOE | SE | 2009 | nrg_110a | 8.2312
Primary production | 3106 | 3106-Natural gas liquids (NGL) | KTOE | NL | 2012 | nrg_102a | 15.6628
Imports | 3106 | 3106-Natural gas liquids (NGL) | KTOE | UA | 2010 | nrg_102a | 0.96296
Primary production | 5542 | 5542-Biogas | KTOE | LT | 2014 | nrg_107a | 0.87504
Primary production | 5542 | 5542-Biogas | KTOE | NL | 2009 | nrg_107a | 10.9401
Primary production | 5542 | 5542-Biogas | KTOE | NO | 2014 | nrg_107a | 0.96715
Primary production | 5548 | 5548-Other liquid biofuels | KTOE | NL | 2011 | nrg_107a | 0.14235
Primary production | 3106 | 3106-Natural gas liquids (NGL) | KTOE | NO | 2014 | nrg_110a | 416.7583
Imports | 3106 | 3106-Natural gas liquids (NGL) | KTOE | FI | 2012 | nrg_110a | 37.1788
Imports | 3106 | 3106-Natural gas liquids (NGL) | KTOE | FR | 2014 | nrg_110a | 17.0947
Imports | 3295 | 3295-Other Oil Products | KTOE | AT | 2013 | nrg_110a | 0.79549
Imports | 3295 | 3295-Other Oil Products | KTOE | FI | 2014 | nrg_110a | 21.8635
Imports | 3295 | 3295-Other Oil Products | KTOE | UA | 2011 | nrg_110a | 6.7198
Primary production | 5542 | 5542-Biogas | KTOE | LU | 2014 | nrg_110a | 0.6992
Primary production | 5542 | 5542-Biogas | KTOE | MT | 2013 | nrg_110a | 0.058615
Primary production | 3106 | 3106-Natural gas liquids (NGL) | KTOE | SK | 2009 | nrg_110a | 0.11304
Primary production | 5542 | 5542-Biogas | KTOE | TR | 2013 | nrg_107a | 8.5118
Primary production | 3106 | 3106-Natural gas liquids (NGL) | KTOE | NO | 2012 | nrg_102a | 397.746
Imports | 3295 | 3295-Other Oil Products | KTOE | AL | 2012 | nrg_102a | 0.046055
Imports | 3295 | 3295-Other Oil Products | KTOE | NO | 2011 | nrg_110a | 0.67826
Primary production | 5542 | 5542-Biogas | KTOE | PL | 2013 | nrg_107a | 7.5949
Primary production | 5542 | 5542-Biogas | KTOE | PT | 2012 | nrg_107a | 2.3823
Primary production | 5548 | 5548-Other liquid biofuels | KTOE | PL | 2009 | nrg_110a | 0.033494
Primary production | 3106 | 3106-Natural gas liquids (NGL) | KTOE | FR | 2011 | nrg_102a | 1.1765
Primary production | 3106 | 3106-Natural gas liquids (NGL) | KTOE | UK | 2013 | nrg_102a | 99.2146
Imports | 3295 | 3295-Other Oil Products | KTOE | RO | 2013 | nrg_102a | 9.9311
Imports | 3295 | 3295-Other Oil Products | KTOE | EL | 2012 | nrg_102a | 0.041868
Imports | 3295 | 3295-Other Oil Products | KTOE | ES | 2009 | nrg_102a | 22.6003
Primary production | 5542 | 5542-Biogas | KTOE | FR | 2012 | nrg_107a | 16.5127
Primary production | 5542 | 5542-Biogas | KTOE | HR | 2013 | nrg_107a | 0.69501
Primary production | 3106 | 3106-Natural gas liquids (NGL) | KTOE | AT | 2014 | nrg_110a | 0.97552
Primary production | 3106 | 3106-Natural gas liquids (NGL) | KTOE | HR | 2010 | nrg_110a | 5.782
Primary production | 5542 | 5542-Biogas | KTOE | BE | 2011 | nrg_110a | 5.3717
Primary production | 5532 | 5532-Solar thermal | KTOE | LU | 2009 | nrg_110a | 0.029308
Primary production | 5532 | 5532-Solar thermal | KTOE | NL | 2014 | nrg_110a | 1.1262
Imports | 3282 | 3282-Lubricants | KTOE | AL | 2010 | nrg_102a | 0.37681
Imports | 2230 | 2230-BKB (brown coal briquettes) | KTOE | PL | 2014 | nrg_110a | 1.3984
Imports | 3281 | 3281-White Spirit and SBP | KTOE | AT | 2014 | nrg_110a | 0.83736
Imports | 2310 | 2310-Peat | KTOE | SE | 2010 | nrg_101a | 4.7227
Imports | 3282 | 3282-Lubricants | KTOE | CY | 2010 | nrg_102a | 0.40193
Imports | 3282 | 3282-Lubricants | KTOE | CZ | 2013 | nrg_102a | 5.2251
Imports | 3282 | 3282-Lubricants | KTOE | EE | 2011 | nrg_102a | 0.16747
Imports | 3282 | 3282-Lubricants | KTOE | RS | 2010 | nrg_102a | 1.8087
Imports | 3281 | 3281-White Spirit and SBP | KTOE | RS | 2013 | nrg_110a | 0.20097
Imports | 3282 | 3282-Lubricants | KTOE | CZ | 2012 | nrg_110a | 5.3465
Imports | 3282 | 3282-Lubricants | KTOE | SE | 2014 | nrg_110a | 3.6551
Consumption in Coal Mines | 2310 | 2310-Peat | KTOE | EE | 2013 | nrg_101a | 0.11723
Imports | 3282 | 3282-Lubricants | KTOE | NL | 2009 | nrg_102a | 34.9012
Imports | 3281 | 3281-White Spirit and SBP | KTOE | ES | 2011 | nrg_102a | 1.524
Imports | 3281 | 3281-White Spirit and SBP | KTOE | RO | 2013 | nrg_102a | 0.17585
Primary production | 5532 | 5532-Solar thermal | KTOE | UK | 2013 | nrg_107a | 2.0976
Primary production | 5532 | 5532-Solar thermal | KTOE | AT | 2009 | nrg_107a | 5.2712
Imports | 2310 | 2310-Peat | KTOE | RO | 2010 | nrg_110a | 0.32657
Primary production | 2310 | 2310-Peat | KTOE | AT | 2011 | nrg_110a | 0.0083736
Imports | 3281 | 3281-White Spirit and SBP | KTOE | ES | 2009 | nrg_110a | 1.2225
Imports | 3281 | 3281-White Spirit and SBP | KTOE | PT | 2013 | nrg_110a | 0.041868
Imports | 3281 | 3281-White Spirit and SBP | KTOE | RO | 2011 | nrg_110a | 0.21771
Imports | 3282 | 3282-Lubricants | KTOE | ME | 2009 | nrg_110a | 0.079549
Primary production | 5532 | 5532-Solar thermal | KTOE | UK | 2012 | nrg_110a | 2.0013
Imports | 2230 | 2230-BKB (brown coal briquettes) | KTOE | DE | 2013 | nrg_101a | 1.4612
Imports | 2230 | 2230-BKB (brown coal briquettes) | KTOE | IE | 2012 | nrg_101a | 0.49823
Imports | 2230 | 2230-BKB (brown coal briquettes) | KTOE | LU | 2011 | nrg_101a | 0.18003
Primary production | 2310 | 2310-Peat | KTOE | EE | 2011 | nrg_101a | 3.3118
Primary production | 2310 | 2310-Peat | KTOE | IE | 2011 | nrg_101a | 31.8322
Imports | 3282 | 3282-Lubricants | KTOE | HR | 2013 | nrg_102a | 0.77037
Imports | 3282 | 3282-Lubricants | KTOE | LV | 2012 | nrg_102a | 1.6747
Imports | 3282 | 3282-Lubricants | KTOE | LU | 2011 | nrg_102a | 0.48148
Imports | 3282 | 3282-Lubricants | KTOE | TR | 2010 | nrg_102a | 25.4516
Imports | 3281 | 3281-White Spirit and SBP | KTOE | MD | 2009 | nrg_102a | 0.041868
Imports | 3281 | 3281-White Spirit and SBP | KTOE | LV | 2009 | nrg_102a | 0.041868
Imports | 3281 | 3281-White Spirit and SBP | KTOE | TR | 2014 | nrg_102a | 3.094
Primary production | 5532 | 5532-Solar thermal | KTOE | IE | 2012 | nrg_107a | 0.42705
Primary production | 5532 | 5532-Solar thermal | KTOE | HU | 2010 | nrg_107a | 0.22609
Primary production | 5532 | 5532-Solar thermal | KTOE | CZ | 2011 | nrg_107a | 0.45636
Primary production | 5532 | 5532-Solar thermal | KTOE | ES | 2009 | nrg_107a | 8.2731
Primary production | 5532 | 5532-Solar thermal | KTOE | FI | 2012 | nrg_107a | 0.046055
Imports | 2230 | 2230-BKB (brown coal briquettes) | KTOE | SK | 2009 | nrg_110a | 0.020934
Consumption in BKB / PB Plants | 2230 | 2230-BKB (brown coal briquettes) | KTOE | CZ | 2009 | nrg_110a | 0.1591
Primary production | 2310 | 2310-Peat | KTOE | EE | 2009 | nrg_110a | 3.4248
Primary production | 2310 | 2310-Peat | KTOE | FI | 2010 | nrg_110a | 75.6848
Consumption in BKB / PB Plants | 2310 | 2310-Peat | KTOE | UA | 2012 | nrg_110a | 0.35169
Imports | 3281 | 3281-White Spirit and SBP | KTOE | IS | 2011 | nrg_110a | 0.041868
Imports | 3281 | 3281-White Spirit and SBP | KTOE | IE | 2009 | nrg_110a | 0.13398
Imports | 3281 | 3281-White Spirit and SBP | KTOE | TR | 2010 | nrg_110a | 79.6999
Imports | 3282 | 3282-Lubricants | KTOE | LT | 2012 | nrg_110a | 2.8973
Imports | 3282 | 3282-Lubricants | KTOE | LV | 2012 | nrg_110a | 1.6747
Primary production | 5532 | 5532-Solar thermal | KTOE | BG | 2014 | nrg_110a | 0.8248
Primary production | 5532 | 5532-Solar thermal | KTOE | CZ | 2009 | nrg_110a | 0.26796
Primary production | 5532 | 5532-Solar thermal | KTOE | DK | 2014 | nrg_110a | 1.2267
Primary production | 5532 | 5532-Solar thermal | KTOE | DE | 2010 | nrg_110a | 20.2683
Primary production | 5532 | 5532-Solar thermal | KTOE | FI | 2010 | nrg_110a | 0.037681
Primary production | 5532 | 5532-Solar thermal | KTOE | IE | 2013 | nrg_110a | 0.47311
Primary production | 5532 | 5532-Solar thermal | KTOE | SE | 2009 | nrg_110a | 0.41449
Imports | 2230 | 2230-BKB (brown coal briquettes) | KTOE | AT | 2009 | nrg_101a | 0.87923
Imports | 2230 | 2230-BKB (brown coal briquettes) | KTOE | XK | 2011 | nrg_101a | 0.020934
Consumption in Coal Mines | 2230 | 2230-BKB (brown coal briquettes) | KTOE | BG | 2009 | nrg_101a | 0.041868
Primary production | 2310 | 2310-Peat | KTOE | LT | 2014 | nrg_101a | 1.1723
Primary production | 2310 | 2310-Peat | KTOE | LV | 2014 | nrg_101a | 0.050242
Imports | 2310 | 2310-Peat | KTOE | UA | 2011 | nrg_101a | 0.2219
Imports | 3281 | 3281-White Spirit and SBP | KTOE | BE | 2014 | nrg_102a | 0.30564
Imports | 3282 | 3282-Lubricants | KTOE | BE | 2012 | nrg_102a | 21.7127
Imports | 3235 | 3235-Aviation gasoline | KTOE | CZ | 2012 | nrg_102a | 0.087923
Imports | 3235 | 3235-Aviation gasoline | KTOE | FR | 2013 | nrg_102a | 0.17585
Imports | 3235 | 3235-Aviation gasoline | KTOE | NL | 2010 | nrg_110a | 0.26377
Imports | 3235 | 3235-Aviation gasoline | KTOE | AT | 2012 | nrg_102a | 0.083736
Imports | 3235 | 3235-Aviation gasoline | KTOE | DK | 2013 | nrg_102a | 0.041868
Imports | 3235 | 3235-Aviation gasoline | KTOE | FI | 2013 | nrg_102a | 0.041868
Imports | 3235 | 3235-Aviation gasoline | KTOE | SI | 2010 | nrg_102a | 0.046055
Imports | 3235 | 3235-Aviation gasoline | KTOE | UK | 2011 | nrg_110a | 0.90016
Imports | 3244 | 3244-Other kerosene | KTOE | AT | 2012 | nrg_102a | 0.25958
Imports | 3244 | 3244-Other kerosene | KTOE | SE | 2010 | nrg_102a | 0.087923
Imports | 3244 | 3244-Other kerosene | KTOE | UA | 2012 | nrg_102a | 4.4213
Primary production | 5534 | 5534-Solar photovoltaic | KTOE | MT | 2013 | nrg_107a | 0.10467
Primary production | 55431 | 55431-Municipal waste (renewable) | KTOE | LT | 2014 | nrg_107a | 0.47311
Imports | 2130 | 2130-Coal Tar | KTOE | BE | 2011 | nrg_110a | 5.4303
Transformation output from Coke Ovens | 2130 | 2130-Coal Tar | KTOE | AT | 2010 | nrg_110a | 1.8841
Consumption in Coke Ovens | 2130 | 2130-Coal Tar | KTOE | ES | 2010 | nrg_110a | 3.0145
Imports | 3244 | 3244-Other kerosene | KTOE | BE | 2012 | nrg_110a | 4.2998
Consumption in Oil and gas extraction | 3244 | 3244-Other kerosene | KTOE | CY | 2014 | nrg_110a | 0.087923
Primary production | 5534 | 5534-Solar photovoltaic | KTOE | NL | 2014 | nrg_110a | 2.8261
Primary production | 55431 | 55431-Municipal waste (renewable) | KTOE | SK | 2010 | nrg_107a | 0.90854
Primary production | 2200 | 2200-Lignite and Derivatives | KTOE | UA | 2009 | nrg_101a | 5.4177
Imports | 2200 | 2200-Lignite and Derivatives | KTOE | AT | 2010 | nrg_101a | 1.1053
Imports | 3244 | 3244-Other kerosene | KTOE | NO | 2013 | nrg_102a | 6.1211
Transformation output from Coke Ovens | 2130 | 2130-Coal Tar | KTOE | FR | 2009 | nrg_101a | 2.6
Transformation output from Coke Ovens | 2130 | 2130-Coal Tar | KTOE | FI | 2013 | nrg_101a | 1.1681
Primary production | 2200 | 2200-Lignite and Derivatives | KTOE | MK | 2012 | nrg_101a | 52.155
Imports | 2200 | 2200-Lignite and Derivatives | KTOE | EL | 2013 | nrg_101a | 0.40193
Imports | 3244 | 3244-Other kerosene | KTOE | PT | 2013 | nrg_102a | 0.041868
Imports | 5545 | 5545-Liquid biofuels | KTOE | EL | 2013 | nrg_107a | 0.61546
Imports | 5545 | 5545-Liquid biofuels | KTOE | RO | 2011 | nrg_107a | 4.1575
Primary production | 2200 | 2200-Lignite and Derivatives | KTOE | HU | 2012 | nrg_101a | 67.2609
Imports | 2200 | 2200-Lignite and Derivatives | KTOE | ME | 2014 | nrg_101a | 0.029308
Imports | 2200 | 2200-Lignite and Derivatives | KTOE | NL | 2009 | nrg_101a | 2.3614
Consumption in Coal Mines | 2200 | 2200-Lignite and Derivatives | KTOE | EE | 2009 | nrg_101a | 0.13398
Consumption in BKB / PB Plants | 2200 | 2200-Lignite and Derivatives | KTOE | IE | 2010 | nrg_101a | 0.59034
Transformation output from BKB / PB Plants | 2200 | 2200-Lignite and Derivatives | KTOE | LT | 2009 | nrg_101a | 0.20097
Primary production | 5534 | 5534-Solar photovoltaic | KTOE | BE | 2014 | nrg_107a | 10.3791
Primary production | 5534 | 5534-Solar photovoltaic | KTOE | HU | 2014 | nrg_107a | 0.20097
Primary production | 5534 | 5534-Solar photovoltaic | KTOE | UK | 2011 | nrg_107a | 0.87504
Primary production | 5535 | 5535-Tide, Wave and Ocean | KTOE | FR | 2012 | nrg_107a | 1.6496
Primary production | 55431 | 55431-Municipal waste (renewable) | KTOE | FR | 2012 | nrg_107a | 52.4648
Primary production | 55431 | 55431-Municipal waste (renewable) | KTOE | UK | 2013 | nrg_107a | 20.3437
Imports | 5545 | 5545-Liquid biofuels | KTOE | ES | 2012 | nrg_107a | 81.1527
Primary production | 5545 | 5545-Liquid biofuels | KTOE | FI | 2012 | nrg_107a | 11.6937
Primary production | 5545 | 5545-Liquid biofuels | KTOE | UK | 2014 | nrg_107a | 16.3076
Transformation output from Coke Ovens | 2130 | 2130-Coal Tar | KTOE | NL | 2012 | nrg_110a | 3.5797
Imports | 3244 | 3244-Other kerosene | KTOE | NL | 2009 | nrg_110a | 23.0148
Primary production | 5534 | 5534-Solar photovoltaic | KTOE | AT | 2010 | nrg_110a | 0.3182
Primary production | 5534 | 5534-Solar photovoltaic | KTOE | HU | 2011 | nrg_110a | 0.0041868
Primary production | 5534 | 5534-Solar photovoltaic | KTOE | UK | 2014 | nrg_110a | 14.5784
Primary production | 2200 | 2200-Lignite and Derivatives | KTOE | BG | 2010 | nrg_101a | 206.0659
Primary production | 2200 | 2200-Lignite and Derivatives | KTOE | EE | 2010 | nrg_101a | 3.6802
Primary production | 2200 | 2200-Lignite and Derivatives | KTOE | EL | 2012 | nrg_101a | 336.8155
Primary production | 2200 | 2200-Lignite and Derivatives | KTOE | IE | 2010 | nrg_101a | 41.0893
Primary production | 2200 | 2200-Lignite and Derivatives | KTOE | SI | 2014 | nrg_101a | 34.2522
Imports | 2200 | 2200-Lignite and Derivatives | KTOE | CY | 2012 | nrg_101a | 0.0041868
Imports | 2200 | 2200-Lignite and Derivatives | KTOE | HU | 2009 | nrg_101a | 0.33913
Imports | 2200 | 2200-Lignite and Derivatives | KTOE | HR | 2010 | nrg_101a | 0.97971
Imports | 2200 | 2200-Lignite and Derivatives | KTOE | LU | 2010 | nrg_101a | 0.20097
Imports | 2200 | 2200-Lignite and Derivatives | KTOE | IT | 2009 | nrg_101a | 0.075362
Imports | 2200 | 2200-Lignite and Derivatives | KTOE | SK | 2010 | nrg_101a | 9.8264
Consumption in Coal Mines | 2200 | 2200-Lignite and Derivatives | KTOE | DE | 2011 | nrg_101a | 0.46055
Consumption in BKB / PB Plants | 2200 | 2200-Lignite and Derivatives | KTOE | UA | 2010 | nrg_101a | 0.23027
Imports | 3244 | 3244-Other kerosene | KTOE | CY | 2010 | nrg_102a | 0.35169
Imports | 3244 | 3244-Other kerosene | KTOE | DE | 2012 | nrg_102a | 0.46892
Imports | 3244 | 3244-Other kerosene | KTOE | FR | 2011 | nrg_102a | 12.5981
Primary production | 5534 | 5534-Solar photovoltaic | KTOE | BG | 2013 | nrg_107a | 4.8986
Primary production | 5534 | 5534-Solar photovoltaic | KTOE | DK | 2013 | nrg_107a | 1.8631
Primary production | 5534 | 5534-Solar photovoltaic | KTOE | DE | 2009 | nrg_107a | 23.7015
Primary production | 5534 | 5534-Solar photovoltaic | KTOE | EL | 2014 | nrg_107a | 13.649
Primary production | 5534 | 5534-Solar photovoltaic | KTOE | FI | 2009 | nrg_107a | 0.016747
Consumption in Oil and gas extraction | 3260 | 3260-Gas/diesel oil (without bio components) | KTOE | PL | 2009 | nrg_102a | 0.38937
Consumption in Oil and gas extraction | 3260 | 3260-Gas/diesel oil (without bio components) | KTOE | UA | 2011 | nrg_102a | 1.6998
Consumption in Oil and gas extraction | 3260 | 3260-Gas/diesel oil (without bio components) | KTOE | UK | 2012 | nrg_102a | 26.5443
Consumption in Coal Mines | 3260 | 3260-Gas/diesel oil (without bio components) | KTOE | RO | 2011 | nrg_102a | 0.25539
Imports | 3260 | 3260-Gas/diesel oil (without bio components) | KTOE | DE | 2010 | nrg_110a | 668.946
Imports | 3260 | 3260-Gas/diesel oil (without bio components) | KTOE | CZ | 2009 | nrg_110a | 55.9566
Imports | 3260 | 3260-Gas/diesel oil (without bio components) | KTOE | LU | 2012 | nrg_110a | 86.202
Imports | 3260 | 3260-Gas/diesel oil (without bio components) | KTOE | LT | 2009 | nrg_110a | 5.7275
Imports | 3260 | 3260-Gas/diesel oil (without bio components) | KTOE | IS | 2011 | nrg_110a | 12.8702
Imports | 3260 | 3260-Gas/diesel oil (without bio components) | KTOE | LV | 2014 | nrg_110a | 61.5669
Imports | 3260 | 3260-Gas/diesel oil (without bio components) | KTOE | SK | 2010 | nrg_110a | 28.3153
Consumption in Oil and gas extraction | 3260 | 3260-Gas/diesel oil (without bio components) | KTOE | NL | 2009 | nrg_110a | 0.041868
Consumption in Oil and gas extraction | 3260 | 3260-Gas/diesel oil (without bio components) | KTOE | UA | 2014 | nrg_110a | 0.80387
Consumption in Coal Mines | 3260 | 3260-Gas/diesel oil (without bio components) | KTOE | CZ | 2011 | nrg_110a | 0.6029
Consumption in Coal Mines | 3260 | 3260-Gas/diesel oil (without bio components) | KTOE | NO | 2012 | nrg_110a | 0.21353
Consumption in Coal Mines | 3260 | 3260-Gas/diesel oil (without bio components) | KTOE | SK | 2011 | nrg_110a | 0.041868
Imports | 3260 | 3260-Gas/diesel oil (without bio components) | KTOE | UK | 2014 | nrg_102a | 552.0714
Consumption in Coal Mines | 3260 | 3260-Gas/diesel oil (without bio components) | KTOE | UA | 2013 | nrg_102a | 1.4863
Consumption in Coke Ovens | 3260 | 3260-Gas/diesel oil (without bio components) | KTOE | UA | 2009 | nrg_102a | 0.33913
Imports | 3260 | 3260-Gas/diesel oil (without bio components) | KTOE | SE | 2013 | nrg_110a | 92.88
Imports | 3260 | 3260-Gas/diesel oil (without bio components) | KTOE | UA | 2013 | nrg_110a | 182.0714
Consumption in Coal Mines | 3260 | 3260-Gas/diesel oil (without bio components) | KTOE | UA | 2011 | nrg_110a | 1.3188
Imports | 3260 | 3260-Gas/diesel oil (without bio components) | KTOE | AL | 2013 | nrg_102a | 40.0174
Imports | 3260 | 3260-Gas/diesel oil (without bio components) | KTOE | EE | 2014 | nrg_102a | 29.2281
Imports | 3260 | 3260-Gas/diesel oil (without bio components) | KTOE | SE | 2012 | nrg_102a | 89.2333
Imports | 3260 | 3260-Gas/diesel oil (without bio components) | KTOE | RO | 2014 | nrg_110a | 42.182
Consumption in Pipeline transport | 3260 | 3260-Gas/diesel oil (without bio components) | KTOE | PL | 2010 | nrg_110a | 0.041868
Consumption in Pipeline transport | 3260 | 3260-Gas/diesel oil (without bio components) | KTOE | UA | 2014 | nrg_110a | 0.20934
Consumption in Coal Mines | 3260 | 3260-Gas/diesel oil (without bio components) | KTOE | PL | 2009 | nrg_102a | 0.82061
Consumption in Coal Mines | 3260 | 3260-Gas/diesel oil (without bio components) | KTOE | RO | 2010 | nrg_110a | 0.25539
Imports | 3260 | 3260-Gas/diesel oil (without bio components) | KTOE | HU | 2014 | nrg_102a | 57.9621
Imports | 3260 | 3260-Gas/diesel oil (without bio components) | KTOE | LT | 2010 | nrg_102a | 8.742
Imports | 3260 | 3260-Gas/diesel oil (without bio components) | KTOE | LU | 2013 | nrg_102a | 85.6494
Consumption in Oil and gas extraction | 3260 | 3260-Gas/diesel oil (without bio components) | KTOE | PL | 2011 | nrg_102a | 0.30145
Consumption in Oil and gas extraction | 3260 | 3260-Gas/diesel oil (without bio components) | KTOE | UA | 2013 | nrg_102a | 1.2309
Consumption in Oil and gas extraction | 3260 | 3260-Gas/diesel oil (without bio components) | KTOE | UK | 2014 | nrg_102a | 27.7292
Consumption in Coal Mines | 3260 | 3260-Gas/diesel oil (without bio components) | KTOE | CZ | 2010 | nrg_102a | 0.6029
Consumption in Coal Mines | 3260 | 3260-Gas/diesel oil (without bio components) | KTOE | SK | 2009 | nrg_102a | 0.041868
Consumption in Coal Mines | 3260 | 3260-Gas/diesel oil (without bio components) | KTOE | RO | 2013 | nrg_102a | 0.041868
Imports | 3260 | 3260-Gas/diesel oil (without bio components) | KTOE | DE | 2012 | nrg_110a | 581.2241
Imports | 3260 | 3260-Gas/diesel oil (without bio components) | KTOE | CZ | 2011 | nrg_110a | 68.9064
Imports | 3260 | 3260-Gas/diesel oil (without bio components) | KTOE | LT | 2011 | nrg_110a | 16.4081
Imports | 3260 | 3260-Gas/diesel oil (without bio components) | KTOE | LU | 2014 | nrg_110a | 80.4661
Imports | 3260 | 3260-Gas/diesel oil (without bio components) | KTOE | IS | 2013 | nrg_110a | 11.1955
Imports | 3260 | 3260-Gas/diesel oil (without bio components) | KTOE | IE | 2010 | nrg_110a | 96.0159
Imports | 3260 | 3260-Gas/diesel oil (without bio components) | KTOE | SK | 2012 | nrg_110a | 24.7691
Consumption in Oil and gas extraction | 3260 | 3260-Gas/diesel oil (without bio components) | KTOE | NL | 2011 | nrg_110a | 0.17166
Consumption in Coal Mines | 3260 | 3260-Gas/diesel oil (without bio components) | KTOE | CZ | 2013 | nrg_110a | 0.68664
Consumption in Coal Mines | 3260 | 3260-Gas/diesel oil (without bio components) | KTOE | NO | 2014 | nrg_110a | 0.38937
Consumption in Coal Mines | 3260 | 3260-Gas/diesel oil (without bio components) | KTOE | SK | 2013 | nrg_110a | 0.041868
Imports | 3260 | 3260-Gas/diesel oil (without bio components) | KTOE | BE | 2009 | nrg_102a | 310.9369
Imports | 3260 | 3260-Gas/diesel oil (without bio components) | KTOE | SK | 2009 | nrg_102a | 21.5788
Consumption in Coke Ovens | 3260 | 3260-Gas/diesel oil (without bio components) | KTOE | UA | 2012 | nrg_102a | 0.381
Consumption in Coal Mines | 3260 | 3260-Gas/diesel oil (without bio components) | KTOE | DE | 2010 | nrg_110a | 0.34332
Consumption in Coal Mines | 3260 | 3260-Gas/diesel oil (without bio components) | KTOE | UA | 2013 | nrg_110a | 1.4863
Imports | 3260 | 3260-Gas/diesel oil (without bio components) | KTOE | NO | 2010 | nrg_102a | 48.6925
Imports | 3260 | 3260-Gas/diesel oil (without bio components) | KTOE | NO | 2011 | nrg_110a | 51.7363
Imports | 3260 | 3260-Gas/diesel oil (without bio components) | KTOE | CZ | 2012 | nrg_102a | 62.3331
Imports | 3260 | 3260-Gas/diesel oil (without bio components) | KTOE | PT | 2010 | nrg_102a | 50.4802
Imports | 3260 | 3260-Gas/diesel oil (without bio components) | KTOE | RS | 2011 | nrg_102a | 34.5872
Imports | 3260 | 3260-Gas/diesel oil (without bio components) | KTOE | BG | 2010 | nrg_110a | 29.3578
Imports | 3260 | 3260-Gas/diesel oil (without bio components) | KTOE | PT | 2009 | nrg_110a | 62.9611
Consumption in Pipeline transport | 3260 | 3260-Gas/diesel oil (without bio components) | KTOE | PL | 2014 | nrg_110a | 0.041868
Imports | 3260 | 3260-Gas/diesel oil (without bio components) | KTOE | ME | 2011 | nrg_102a | 7.0464
Consumption in Oil and gas extraction | 3260 | 3260-Gas/diesel oil (without bio components) | KTOE | ES | 2014 | nrg_102a | 0.083736
Consumption in Coal Mines | 3260 | 3260-Gas/diesel oil (without bio components) | KTOE | MK | 2012 | nrg_102a | 0.087923
Consumption in Coal Mines | 3260 | 3260-Gas/diesel oil (without bio components) | KTOE | PL | 2013 | nrg_102a | 0.99646
Imports | 3260 | 3260-Gas/diesel oil (without bio components) | KTOE | MK | 2009 | nrg_110a | 7.9549
Consumption in Coal Mines | 3260 | 3260-Gas/diesel oil (without bio components) | KTOE | RO | 2014 | nrg_110a | 0.041868
Imports | 3260 | 3260-Gas/diesel oil (without bio components) | KTOE | DE | 2009 | nrg_102a | 622.3511
Imports | 3260 | 3260-Gas/diesel oil (without bio components) | KTOE | HR | 2010 | nrg_102a | 32.7994
Imports | 3260 | 3260-Gas/diesel oil (without bio components) | KTOE | LT | 2014 | nrg_102a | 43.5009
Consumption in Oil and gas extraction | 3260 | 3260-Gas/diesel oil (without bio components) | KTOE | RO | 2010 | nrg_102a | 0.51498
Consumption in Coal Mines | 3260 | 3260-Gas/diesel oil (without bio components) | KTOE | CZ | 2014 | nrg_102a | 0.68664
Consumption in Coal Mines | 3260 | 3260-Gas/diesel oil (without bio components) | KTOE | SK | 2013 | nrg_102a | 0.041868
Imports | 3260 | 3260-Gas/diesel oil (without bio components) | KTOE | HU | 2011 | nrg_110a | 53.5492
Imports | 3260 | 3260-Gas/diesel oil (without bio components) | KTOE | IE | 2014 | nrg_110a | 96.4471
Imports | 3260 | 3260-Gas/diesel oil (without bio components) | KTOE | IT | 2012 | nrg_110a | 89.5473
Consumption in Oil and gas extraction | 3260 | 3260-Gas/diesel oil (without bio components) | KTOE | LT | 2012 | nrg_110a | 0.041868
Consumption in Oil and gas extraction | 3260 | 3260-Gas/diesel oil (without bio components) | KTOE | NO | 2011 | nrg_110a | 9.4789
Consumption in Coal Mines | 3260 | 3260-Gas/diesel oil (without bio components) | KTOE | PL | 2010 | nrg_110a | 0.95459
Imports | 3260 | 3260-Gas/diesel oil (without bio components) | KTOE | BE | 2013 | nrg_102a | 513.2012
Imports | 3260 | 3260-Gas/diesel oil (without bio components) | KTOE | SK | 2013 | nrg_102a | 27.1095
Consumption in Coal Mines | 3260 | 3260-Gas/diesel oil (without bio components) | KTOE | DE | 2009 | nrg_102a | 0.30145
Imports | 3260 | 3260-Gas/diesel oil (without bio components) | KTOE | DK | 2012 | nrg_110a | 84.0333
Imports | 3260 | 3260-Gas/diesel oil (without bio components) | KTOE | SI | 2012 | nrg_110a | 103.0916
Imports | 3260 | 3260-Gas/diesel oil (without bio components) | KTOE | XK | 2009 | nrg_110a | 12.6567
Consumption in Coal Mines | 3260 | 3260-Gas/diesel oil (without bio components) | KTOE | DE | 2014 | nrg_110a | 0.087923
Consumption in Coke Ovens | 3260 | 3260-Gas/diesel oil (without bio components) | KTOE | UA | 2011 | nrg_110a | 0.51079
Imports | 3260 | 3260-Gas/diesel oil (without bio components) | KTOE | AT | 2014 | nrg_102a | 178.8015
Imports | 3260 | 3260-Gas/diesel oil (without bio components) | KTOE | PL | 2010 | nrg_102a | 91.6239
Imports | 3260 | 3260-Gas/diesel oil (without bio components) | KTOE | AL | 2014 | nrg_110a | 40.7041
Imports | 3260 | 3260-Gas/diesel oil (without bio components) | KTOE | PL | 2013 | nrg_110a | 40.3984
Consumption in Oil and gas extraction | 3260 | 3260-Gas/diesel oil (without bio components) | KTOE | SK | 2009 | nrg_110a | 0.041868
Imports | 3260 | 3260-Gas/diesel oil (without bio components) | KTOE | CY | 2012 | nrg_102a | 30.1701
Imports | 3260 | 3260-Gas/diesel oil (without bio components) | KTOE | ES | 2009 | nrg_102a | 483.567
Imports | 3260 | 3260-Gas/diesel oil (without bio components) | KTOE | EL | 2009 | nrg_102a | 134.5763
Imports | 3260 | 3260-Gas/diesel oil (without bio components) | KTOE | MK | 2010 | nrg_102a | 8.4866
Consumption in Oil and gas extraction | 3260 | 3260-Gas/diesel oil (without bio components) | KTOE | LT | 2011 | nrg_102a | 0.041868
Imports | 3260 | 3260-Gas/diesel oil (without bio components) | KTOE | EL | 2014 | nrg_110a | 39.8751
Imports | 3260 | 3260-Gas/diesel oil (without bio components) | KTOE | ES | 2013 | nrg_110a | 199.8276
Imports | 3260 | 3260-Gas/diesel oil (without bio components) | KTOE | ME | 2009 | nrg_110a | 6.7073
Imports | 3260 | 3260-Gas/diesel oil (without bio components) | KTOE | IE | 2009 | nrg_102a | 102.5515
Imports | 3260 | 3260-Gas/diesel oil (without bio components) | KTOE | IT | 2014 | nrg_102a | 134.9573
Imports | 3260 | 3260-Gas/diesel oil (without bio components) | KTOE | IS | 2011 | nrg_102a | 12.8702
Imports | 3260 | 3260-Gas/diesel oil (without bio components) | KTOE | NL | 2013 | nrg_102a | 763.262
Consumption in Coal Mines | 3260 | 3260-Gas/diesel oil (without bio components) | KTOE | NO | 2011 | nrg_102a | 0.041868
Primary production | 5542 | 5542-Biogas | KTOE | FR | 2013 | nrg_110a | 18.2796
Primary production | 5542 | 5542-Biogas | KTOE | HU | 2011 | nrg_110a | 2.5414
Primary production | 5548 | 5548-Other liquid biofuels | KTOE | BE | 2011 | nrg_110a | 1.344
Imports | 3106 | 3106-Natural gas liquids (NGL) | KTOE | FR | 2014 | nrg_102a | 17.0947
Imports | 3295 | 3295-Other Oil Products | KTOE | TR | 2013 | nrg_102a | 6.163
Primary production | 5542 | 5542-Biogas | KTOE | BG | 2011 | nrg_107a | 0.13816
Primary production | 5542 | 5542-Biogas | KTOE | CY | 2010 | nrg_107a | 0.27214
Primary production | 5542 | 5542-Biogas | KTOE | EL | 2009 | nrg_107a | 2.3446
Primary production | 5542 | 5542-Biogas | KTOE | IE | 2010 | nrg_107a | 2.4451
Primary production | 5542 | 5542-Biogas | KTOE | RO | 2014 | nrg_107a | 0.80805
Primary production | 5548 | 5548-Other liquid biofuels | KTOE | FI | 2010 | nrg_107a | 0.69501
Imports | 5548 | 5548-Other liquid biofuels | KTOE | IT | 2014 | nrg_107a | 31.0912
Primary production | 3106 | 3106-Natural gas liquids (NGL) | KTOE | RS | 2014 | nrg_110a | 1.658
Imports | 3295 | 3295-Other Oil Products | KTOE | IT | 2012 | nrg_110a | 15.5581
Consumption in Oil and gas extraction | 3295 | 3295-Other Oil Products | KTOE | RO | 2009 | nrg_110a | 0.4438
Primary production | 5542 | 5542-Biogas | KTOE | BG | 2010 | nrg_110a | 0.11304
Primary production | 5542 | 5542-Biogas | KTOE | DK | 2010 | nrg_110a | 4.3626
Primary production | 5542 | 5542-Biogas | KTOE | EL | 2011 | nrg_110a | 3.048
Primary production | 5542 | 5542-Biogas | KTOE | IT | 2012 | nrg_110a | 49.354
Primary production | 5542 | 5542-Biogas | KTOE | IS | 2012 | nrg_110a | 0.071176
Primary production | 5542 | 5542-Biogas | KTOE | IE | 2012 | nrg_110a | 2.3404
Primary production | 5542 | 5542-Biogas | KTOE | RS | 2014 | nrg_110a | 0.21353
Imports | 5548 | 5548-Other liquid biofuels | KTOE | LU | 2013 | nrg_110a | 0.0083736
Imports | 5548 | 5548-Other liquid biofuels | KTOE | IT | 2010 | nrg_110a | 21.1936
Imports | 3106 | 3106-Natural gas liquids (NGL) | KTOE | FI | 2014 | nrg_102a | 28.2023
Imports | 3106 | 3106-Natural gas liquids (NGL) | KTOE | UK | 2009 | nrg_102a | 25.4306
Imports | 3295 | 3295-Other Oil Products | KTOE | BE | 2011 | nrg_102a | 2.7214
Imports | 3295 | 3295-Other Oil Products | KTOE | FI | 2014 | nrg_102a | 21.8635
Consumption in Oil and gas extraction | 3295 | 3295-Other Oil Products | KTOE | AL | 2009 | nrg_102a | 0.80805
Primary production | 5542 | 5542-Biogas | KTOE | IT | 2009 | nrg_107a | 17.8651
Primary production | 5542 | 5542-Biogas | KTOE | LU | 2014 | nrg_107a | 0.6992
Primary production | 5542 | 5542-Biogas | KTOE | MT | 2010 | nrg_107a | 0.0041868
Primary production | 5548 | 5548-Other liquid biofuels | KTOE | NO | 2014 | nrg_107a | 0.14654
Imports | 5548 | 5548-Other liquid biofuels | KTOE | BE | 2011 | nrg_107a | 0.29726
Imports | 5548 | 5548-Other liquid biofuels | KTOE | FI | 2012 | nrg_107a | 0.51079
Primary production | 3106 | 3106-Natural gas liquids (NGL) | KTOE | NL | 2010 | nrg_110a | 17.3375
Imports | 3295 | 3295-Other Oil Products | KTOE | SI | 2012 | nrg_110a | 0.1591
Consumption in Oil and gas extraction | 3295 | 3295-Other Oil Products | KTOE | AL | 2009 | nrg_110a | 0.80805
Imports | 5542 | 5542-Biogas | KTOE | BE | 2012 | nrg_110a | 0.079549
Primary production | 5542 | 5542-Biogas | KTOE | SI | 2009 | nrg_107a | 0.93784
Primary production | 3106 | 3106-Natural gas liquids (NGL) | KTOE | SK | 2011 | nrg_110a | 0.11304
Primary production | 3106 | 3106-Natural gas liquids (NGL) | KTOE | NO | 2014 | nrg_102a | 416.7583
Imports | 3295 | 3295-Other Oil Products | KTOE | PL | 2010 | nrg_102a | 2.039
Imports | 3295 | 3295-Other Oil Products | KTOE | AL | 2014 | nrg_102a | 1.7459
Imports | 3295 | 3295-Other Oil Products | KTOE | NO | 2013 | nrg_110a | 0.23865
Primary production | 5542 | 5542-Biogas | KTOE | PT | 2014 | nrg_107a | 3.4332
Primary production | 5542 | 5542-Biogas | KTOE | RO | 2009 | nrg_110a | 0.046055
Primary production | 5548 | 5548-Other liquid biofuels | KTOE | PL | 2011 | nrg_110a | 0.020934
Primary production | 3106 | 3106-Natural gas liquids (NGL) | KTOE | FR | 2013 | nrg_102a | 0.79968
Imports | 3295 | 3295-Other Oil Products | KTOE | ME | 2011 | nrg_102a | 0.041868
Imports | 3295 | 3295-Other Oil Products | KTOE | ES | 2011 | nrg_102a | 47.4783
Imports | 3295 | 3295-Other Oil Products | KTOE | EL | 2014 | nrg_102a | 0.079549
Primary production | 5542 | 5542-Biogas | KTOE | FR | 2014 | nrg_107a | 18.4429
Primary production | 3106 | 3106-Natural gas liquids (NGL) | KTOE | HR | 2012 | nrg_110a | 2.9936
Consumption in Coal Mines | 3295 | 3295-Other Oil Products | KTOE | PL | 2009 | nrg_110a | 0.029308
Primary production | 5542 | 5542-Biogas | KTOE | BE | 2013 | nrg_110a | 7.9131
Primary production | 5542 | 5542-Biogas | KTOE | HU | 2013 | nrg_110a | 3.2155
Primary production | 5542 | 5542-Biogas | KTOE | UK | 2010 | nrg_110a | 74.9312
Primary production | 5548 | 5548-Other liquid biofuels | KTOE | BE | 2013 | nrg_110a | 0.94203
Primary production | 5548 | 5548-Other liquid biofuels | KTOE | AT | 2010 | nrg_110a | 0.51079
Imports | 3295 | 3295-Other Oil Products | KTOE | CZ | 2010 | nrg_102a | 4.2622
Primary production | 5542 | 5542-Biogas | KTOE | BG | 2013 | nrg_107a | 0.09211
Primary production | 5542 | 5542-Biogas | KTOE | CY | 2012 | nrg_107a | 0.4773
Primary production | 5542 | 5542-Biogas | KTOE | ES | 2009 | nrg_107a | 8.1056
Primary production | 5542 | 5542-Biogas | KTOE | EL | 2011 | nrg_107a | 3.048
Primary production | 5542 | 5542-Biogas | KTOE | IE | 2012 | nrg_107a | 2.3404
Primary production | 5548 | 5548-Other liquid biofuels | KTOE | DK | 2009 | nrg_107a | 1.6035
Primary production | 5543 | 5543-Municipal waste | KTOE | UK | 2012 | nrg_110a | 40.5827
Transformation output from Coke Ovens | 4200 | 4200-Derived gases | KTOE | BE | 2012 | nrg_103a | 13.6532
Consumption in Coal Mines | 4200 | 4200-Derived gases | KTOE | CZ | 2013 | nrg_103a | 0.11304
Consumption in Coke Ovens | 4200 | 4200-Derived gases | KTOE | FI | 2010 | nrg_103a | 1.9427
Consumption in Coke Ovens | 4200 | 4200-Derived gases | KTOE | SK | 2010 | nrg_103a | 6.8161
Consumption in Coke Ovens | 4200 | 4200-Derived gases | KTOE | TR | 2012 | nrg_103a | 10.9443
Imports | 3215 | 3215-Ethane | KTOE | SE | 2012 | nrg_110a | 17.1784
Imports | 3250 | 3250-Naphtha | KTOE | AT | 2010 | nrg_110a | 1.2519
Imports | 3250 | 3250-Naphtha | KTOE | FI | 2011 | nrg_110a | 12.8032
Primary production | 5543 | 5543-Municipal waste | KTOE | LU | 2013 | nrg_110a | 1.1849
Primary production | 5543 | 5543-Municipal waste | KTOE | NL | 2012 | nrg_110a | 63.8571
Primary production | 5543 | 5543-Municipal waste | KTOE | SK | 2014 | nrg_110a | 1.7208
Imports | 3250 | 3250-Naphtha | KTOE | NO | 2010 | nrg_110a | 4.1701
Imports | 3215 | 3215-Ethane | KTOE | SE | 2012 | nrg_102a | 17.1784
Imports | 3250 | 3250-Naphtha | KTOE | PT | 2011 | nrg_102a | 23.0986
Imports | 3250 | 3250-Naphtha | KTOE | RO | 2009 | nrg_102a | 0.39356
Imports | 3250 | 3250-Naphtha | KTOE | PT | 2011 | nrg_110a | 23.0986
Transformation output from Coke Ovens | 4200 | 4200-Derived gases | KTOE | FI | 2014 | nrg_103a | 7.9047
Transformation output from Coke Ovens | 4200 | 4200-Derived gases | KTOE | FR | 2010 | nrg_103a | 21.7044
Consumption in Coke Ovens | 4200 | 4200-Derived gases | KTOE | DE | 2014 | nrg_103a | 27.8799
Imports | 3250 | 3250-Naphtha | KTOE | ES | 2013 | nrg_110a | 52.582
Imports | 3250 | 3250-Naphtha | KTOE | HU | 2010 | nrg_102a | 9.1147
Imports | 3250 | 3250-Naphtha | KTOE | IT | 2014 | nrg_102a | 46.507
Consumption in Coke Ovens | 4200 | 4200-Derived gases | KTOE | BE | 2009 | nrg_103a | 3.8142
Consumption in Coke Ovens | 4200 | 4200-Derived gases | KTOE | SE | 2009 | nrg_103a | 3.676
Imports | 3250 | 3250-Naphtha | KTOE | DE | 2011 | nrg_110a | 282.877
Primary production | 5543 | 5543-Municipal waste | KTOE | BE | 2014 | nrg_110a | 28.8596
Primary production | 5543 | 5543-Municipal waste | KTOE | IE | 2014 | nrg_110a | 4.7981
Imports | 5543 | 5543-Municipal waste | KTOE | LV | 2013 | nrg_110a | 1.8087
Imports | 5543 | 5543-Municipal waste | KTOE | NL | 2011 | nrg_110a | 3.5713
Imports | 3250 | 3250-Naphtha | KTOE | BE | 2012 | nrg_102a | 130.5026
Imports | 3250 | 3250-Naphtha | KTOE | FR | 2010 | nrg_102a | 85.4023
Transformation output from Coke Ovens | 4200 | 4200-Derived gases | KTOE | AT | 2011 | nrg_103a | 9.5375
Transformation output from Coke Ovens | 4200 | 4200-Derived gases | KTOE | DE | 2013 | nrg_103a | 61.7218
Primary production | 5543 | 5543-Municipal waste | KTOE | IT | 2011 | nrg_110a | 70.5894
Primary production | 5543 | 5543-Municipal waste | KTOE | SK | 2013 | nrg_110a | 1.0969
Transformation output from Gas Works | 4200 | 4200-Derived gases | KTOE | CZ | 2014 | nrg_103a | 15.5205
Imports | 3250 | 3250-Naphtha | KTOE | NO | 2009 | nrg_110a | 3.7765
Imports | 3215 | 3215-Ethane | KTOE | SE | 2011 | nrg_102a | 17.4715
Imports | 3250 | 3250-Naphtha | KTOE | PT | 2010 | nrg_102a | 19.23
Transformation output from Coke Ovens | 4200 | 4200-Derived gases | KTOE | FI | 2013 | nrg_103a | 7.486
Transformation output from Coke Ovens | 4200 | 4200-Derived gases | KTOE | FR | 2009 | nrg_103a | 22.391
Consumption in Coke Ovens | 4200 | 4200-Derived gases | KTOE | DE | 2013 | nrg_103a | 22.8976
Imports | 3250 | 3250-Naphtha | KTOE | ES | 2012 | nrg_110a | 53.7669
Imports | 3250 | 3250-Naphtha | KTOE | PT | 2010 | nrg_110a | 19.23
Imports | 3250 | 3250-Naphtha | KTOE | HU | 2009 | nrg_102a | 12.4306
Imports | 3250 | 3250-Naphtha | KTOE | IT | 2013 | nrg_102a | 61.4245
Consumption in Coke Ovens | 4200 | 4200-Derived gases | KTOE | CZ | 2014 | nrg_103a | 2.7424
Consumption in Coke Ovens | 4200 | 4200-Derived gases | KTOE | RO | 2010 | nrg_103a | 0.01256
Imports | 3250 | 3250-Naphtha | KTOE | DE | 2010 | nrg_110a | 302.5424
Primary production | 5543 | 5543-Municipal waste | KTOE | BE | 2013 | nrg_110a | 28.7005
Primary production | 5543 | 5543-Municipal waste | KTOE | IE | 2013 | nrg_110a | 4.4548
Primary production | 5543 | 5543-Municipal waste | KTOE | SE | 2014 | nrg_110a | 59.8545
Imports | 5543 | 5543-Municipal waste | KTOE | LV | 2012 | nrg_110a | 2.0641
Imports | 3250 | 3250-Naphtha | KTOE | BE | 2011 | nrg_102a | 124.8713
Imports | 3250 | 3250-Naphtha | KTOE | FR | 2009 | nrg_102a | 86.8133
Transformation output from Coke Ovens | 4200 | 4200-Derived gases | KTOE | AT | 2010 | nrg_103a | 9.6464
Transformation output from Coke Ovens | 4200 | 4200-Derived gases | KTOE | DE | 2012 | nrg_103a | 60.0596
Imports | 3250 | 3250-Naphtha | KTOE | UK | 2014 | nrg_110a | 33.1846
Primary production | 5543 | 5543-Municipal waste | KTOE | IT | 2010 | nrg_110a | 65.1759
Primary production | 5543 | 5543-Municipal waste | KTOE | SK | 2009 | nrg_110a | 1.8506
Imports | 3250 | 3250-Naphtha | KTOE | NO | 2014 | nrg_102a | 6.8496
Transformation output from Gas Works | 4200 | 4200-Derived gases | KTOE | CZ | 2010 | nrg_103a | 15.9517
Primary production | 5543 | 5543-Municipal waste | KTOE | PT | 2013 | nrg_110a | 8.0973
Transformation output from Coke Ovens | 4200 | 4200-Derived gases | KTOE | FI | 2009 | nrg_103a | 6.3556
Transformation output from Coke Ovens | 4200 | 4200-Derived gases | KTOE | ES | 2013 | nrg_103a | 12.238
Primary production | 4000 | 4000-Gas | KTOE | CZ | 2010 | nrg_103a | 8.4448
Primary production | 4000 | 4000-Gas | KTOE | HU | 2011 | nrg_103a | 88.5634
Imports | 4000 | 4000-Gas | KTOE | CZ | 2009 | nrg_103a | 297.2628
Imports | 4000 | 4000-Gas | KTOE | IE | 2010 | nrg_103a | 187.5645
Imports | 4000 | 4000-Gas | KTOE | HR | 2012 | nrg_103a | 46.1637
Imports | 4000 | 4000-Gas | KTOE | SK | 2013 | nrg_103a | 182.4566
Imports | 4000 | 4000-Gas | KTOE | TR | 2014 | nrg_103a | 1698.1577
Primary production | 5100 | 5100-Nuclear heat | KTOE | BG | 2009 | nrg_104a | 165.7303
Imports | 7200 | 7200-Waste (non-renewable) | KTOE | LV | 2011 | nrg_108a | 2.1729
Primary production | 7200 | 7200-Waste (non-renewable) | KTOE | DK | 2012 | nrg_108a | 16.8058
Primary production | 7200 | 7200-Waste (non-renewable) | KTOE | EL | 2013 | nrg_108a | 0.88341
Primary production | 7200 | 7200-Waste (non-renewable) | KTOE | IE | 2012 | nrg_108a | 1.8338
Primary production | 2210 | 2210-Lignite/Brown Coal | KTOE | DE | 2010 | nrg_110a | 1534.793
Consumption in BKB / PB Plants | 2210 | 2210-Lignite/Brown Coal | KTOE | DE | 2011 | nrg_110a | 10.3246
Imports | 2210 | 2210-Lignite/Brown Coal | KTOE | IT | 2010 | nrg_110a | 0.062802
Primary production | 3105 | 3105-Crude oil (without NGL) | KTOE | IT | 2012 | nrg_110a | 229.7339
Imports | 3105 | 3105-Crude oil (without NGL) | KTOE | CZ | 2013 | nrg_110a | 279.3265
Imports | 3105 | 3105-Crude oil (without NGL) | KTOE | HU | 2011 | nrg_110a | 221.5278
Imports | 3105 | 3105-Crude oil (without NGL) | KTOE | FR | 2012 | nrg_110a | 2405.7227
Imports | 3105 | 3105-Crude oil (without NGL) | KTOE | SK | 2014 | nrg_110a | 224.8353
Imports | 3270A | 3270A-Total fuel oil | KTOE | LT | 2011 | nrg_110a | 6.3597
Imports | 3270A | 3270A-Total fuel oil | KTOE | IT | 2012 | nrg_110a | 23.9987
Imports | 3270A | 3270A-Total fuel oil | KTOE | NL | 2013 | nrg_110a | 1357.5197
Primary production | 4000 | 4000-Gas | KTOE | EL | 2013 | nrg_110a | 0.24283
Primary production | 4000 | 4000-Gas | KTOE | IE | 2014 | nrg_110a | 5.1414
Primary production | 4000 | 4000-Gas | KTOE | HU | 2009 | nrg_110a | 95.7647
Imports | 4000 | 4000-Gas | KTOE | DE | 2011 | nrg_110a | 3145.5721
Imports | 4000 | 4000-Gas | KTOE | IE | 2014 | nrg_110a | 150.3815
Imports | 4000 | 4000-Gas | KTOE | HR | 2009 | nrg_110a | 35.5041
Imports | 4000 | 4000-Gas | KTOE | SK | 2011 | nrg_110a | 203.5664
Transformation input in Gas Works | 4000 | 4000-Gas | KTOE | SE | 2009 | nrg_110a | 0.1591
Consumption in Oil and gas extraction | 4000 | 4000-Gas | KTOE | IT | 2010 | nrg_110a | 11.5095
Consumption in Oil and gas extraction | 4000 | 4000-Gas | KTOE | NL | 2011 | nrg_110a | 25.7404
Consumption in Oil and gas extraction | 4000 | 4000-Gas | KTOE | RS | 2013 | nrg_110a | 2.4828
Consumption in Coke Ovens | 4000 | 4000-Gas | KTOE | CZ | 2013 | nrg_110a | 9.5082
Consumption in Coke Ovens | 4000 | 4000-Gas | KTOE | PL | 2010 | nrg_110a | 43.526
Consumption in Coke Ovens | 4000 | 4000-Gas | KTOE | SE | 2011 | nrg_110a | 5.401
Consumption in Coke Ovens | 4000 | 4000-Gas | KTOE | RO | 2009 | nrg_110a | 1.9176
Consumption in Gas Works | 4000 | 4000-Gas | KTOE | PL | 2009 | nrg_110a | 0.01256
Consumption in Pipeline transport | 4000 | 4000-Gas | KTOE | BE | 2011 | nrg_110a | 2.7926
Consumption in Pipeline transport | 4000 | 4000-Gas | KTOE | AT | 2013 | nrg_110a | 10.9569
Primary production | 4100 | 4100-Natural gas | KTOE | CZ | 2013 | nrg_110a | 8.6206
Primary production | 4100 | 4100-Natural gas | KTOE | BG | 2012 | nrg_110a | 12.9079
Primary production | 4100 | 4100-Natural gas | KTOE | IT | 2014 | nrg_110a | 245.1413
Imports | 4100 | 4100-Natural gas | KTOE | FR | 2014 | nrg_110a | 1680.5103
Imports | 4100 | 4100-Natural gas | KTOE | IE | 2014 | nrg_110a | 150.3815
Imports | 4100 | 4100-Natural gas | KTOE | HU | 2012 | nrg_110a | 282.3997
Transformation output from Coke Ovens | 4000 | 4000-Gas | KTOE | IT | 2014 | nrg_100a | 16.2197
Imports | 4000 | 4000-Gas | KTOE | EL | 2010 | nrg_100a | 135.2629
Imports | 4000 | 4000-Gas | KTOE | RO | 2011 | nrg_100a | 103.1544
Consumption in Oil and gas extraction | 4000 | 4000-Gas | KTOE | HR | 2012 | nrg_100a | 3.2615
Consumption in Oil and gas extraction | 4000 | 4000-Gas | KTOE | FR | 2012 | nrg_100a | 0.90016
Consumption in Coke Ovens | 4000 | 4000-Gas | KTOE | DE | 2012 | nrg_100a | 22.278
Consumption in Pipeline transport | 4000 | 4000-Gas | KTOE | DE | 2011 | nrg_100a | 13.2722
Consumption in Pipeline transport | 4000 | 4000-Gas | KTOE | HU | 2013 | nrg_100a | 1.3481
Consumption in Pipeline transport | 4000 | 4000-Gas | KTOE | IT | 2014 | nrg_100a | 8.7797
Consumption in Pipeline transport | 4000 | 4000-Gas | KTOE | MD | 2014 | nrg_100a | 0.26377
Primary production | 5100 | 5100-Nuclear heat | KTOE | FR | 2014 | nrg_100a | 4713.9181
Imports | 2210 | 2210-Lignite/Brown Coal | KTOE | SK | 2014 | nrg_101a | 7.1176
Imports | 2210 | 2210-Lignite/Brown Coal | KTOE | DE | 2014 | nrg_101a | 0.23027
Consumption in BKB / PB Plants | 2210 | 2210-Lignite/Brown Coal | KTOE | DE | 2011 | nrg_101a | 10.3246
Primary production | 3105 | 3105-Crude oil (without NGL) | KTOE | BG | 2011 | nrg_102a | 0.90016
Primary production | 3105 | 3105-Crude oil (without NGL) | KTOE | EL | 2013 | nrg_102a | 2.9517
Imports | 3105 | 3105-Crude oil (without NGL) | KTOE | DE | 2009 | nrg_102a | 4063.4318
Imports | 3105 | 3105-Crude oil (without NGL) | KTOE | HR | 2010 | nrg_102a | 149.1966
Imports | 3105 | 3105-Crude oil (without NGL) | KTOE | LT | 2014 | nrg_102a | 317.0622
Consumption in Oil and gas extraction | 3105 | 3105-Crude oil (without NGL) | KTOE | UA | 2013 | nrg_102a | 0.083736
Consumption in Coke Ovens | 3260 | 3260-Gas/diesel oil (without bio components) | KTOE | BE | 2013 | nrg_102a | 0.041868
Imports | 3260 | 3260-Gas/diesel oil (without bio components) | KTOE | LV | 2010 | nrg_110a | 44.8699
Imports | 3260 | 3260-Gas/diesel oil (without bio components) | KTOE | MD | 2014 | nrg_110a | 19.6068
Imports | 3260 | 3260-Gas/diesel oil (without bio components) | KTOE | NL | 2013 | nrg_110a | 763.262
Consumption in Oil and gas extraction | 3260 | 3260-Gas/diesel oil (without bio components) | KTOE | UA | 2010 | nrg_110a | 1.6203
Consumption in Oil and gas extraction | 3260 | 3260-Gas/diesel oil (without bio components) | KTOE | UK | 2012 | nrg_110a | 26.5443
Imports | 3260 | 3260-Gas/diesel oil (without bio components) | KTOE | DK | 2014 | nrg_102a | 117.938
Imports | 3260 | 3260-Gas/diesel oil (without bio components) | KTOE | FI | 2011 | nrg_102a | 104.5109
Imports | 3260 | 3260-Gas/diesel oil (without bio components) | KTOE | SI | 2013 | nrg_102a | 99.47
Imports | 3260 | 3260-Gas/diesel oil (without bio components) | KTOE | XK | 2013 | nrg_102a | 10.9317
Imports | 3260 | 3260-Gas/diesel oil (without bio components) | KTOE | UK | 2010 | nrg_102a | 357.9923
Consumption in Coal Mines | 3260 | 3260-Gas/diesel oil (without bio components) | KTOE | UA | 2009 | nrg_102a | 1.1514
Imports | 3260 | 3260-Gas/diesel oil (without bio components) | KTOE | AT | 2011 | nrg_110a | 168.7699
Imports | 3260 | 3260-Gas/diesel oil (without bio components) | KTOE | FI | 2012 | nrg_110a | 100.9605
Imports | 3260 | 3260-Gas/diesel oil (without bio components) | KTOE | SE | 2009 | nrg_110a | 85.4568
Imports | 3260 | 3260-Gas/diesel oil (without bio components) | KTOE | UA | 2009 | nrg_110a | 91.8877
Imports | 3260 | 3260-Gas/diesel oil (without bio components) | KTOE | UK | 2013 | nrg_110a | 487.1719
Imports | 3260 | 3260-Gas/diesel oil (without bio components) | KTOE | AT | 2009 | nrg_102a | 172.9107
Imports | 3260 | 3260-Gas/diesel oil (without bio components) | KTOE | AL | 2009 | nrg_110a | 25.9791
Consumption in Coal Mines | 3260 | 3260-Gas/diesel oil (without bio components) | KTOE | EE | 2012 | nrg_102a | 0.67826
Consumption in Pipeline transport | 3260 | 3260-Gas/diesel oil (without bio components) | KTOE | PL | 2010 | nrg_102a | 0.041868
Consumption in Pipeline transport | 3260 | 3260-Gas/diesel oil (without bio components) | KTOE | UA | 2013 | nrg_102a | 0.21353
Imports | 3260 | 3260-Gas/diesel oil (without bio components) | KTOE | CY | 2013 | nrg_110a | 28.7424
Imports | 3260 | 3260-Gas/diesel oil (without bio components) | KTOE | RS | 2011 | nrg_110a | 34.5872
Imports | 3260 | 3260-Gas/diesel oil (without bio components) | KTOE | MT | 2010 | nrg_102a | 20.0799
Imports | 3260 | 3260-Gas/diesel oil (without bio components) | KTOE | RO | 2011 | nrg_102a | 54.441
Imports | 3260 | 3260-Gas/diesel oil (without bio components) | KTOE | EL | 2009 | nrg_110a | 134.5763
Imports | 3260 | 3260-Gas/diesel oil (without bio components) | KTOE | EE | 2011 | nrg_110a | 25.2548
Imports | 3260 | 3260-Gas/diesel oil (without bio components) | KTOE | MT | 2010 | nrg_110a | 20.0799
Imports | 3260 | 3260-Gas/diesel oil (without bio components) | KTOE | MK | 2014 | nrg_110a | 23.8564
Imports | 3260 | 3260-Gas/diesel oil (without bio components) | KTOE | PT | 2014 | nrg_110a | 30.011
Consumption in Coal Mines | 3260 | 3260-Gas/diesel oil (without bio components) | KTOE | EE | 2012 | nrg_110a | 0.67826
Consumption in Coal Mines | 3260 | 3260-Gas/diesel oil (without bio components) | KTOE | MK | 2013 | nrg_110a | 0.083736
Imports | 3260 | 3260-Gas/diesel oil (without bio components) | KTOE | DE | 2014 | nrg_102a | 729.529
Imports | 3260 | 3260-Gas/diesel oil (without bio components) | KTOE | IT | 2009 | nrg_102a | 84.9879
Imports | 3260 | 3260-Gas/diesel oil (without bio components) | KTOE | MD | 2011 | nrg_102a | 19.0918
Imports | 3260 | 3260-Gas/diesel oil (without bio components) | KTOE | LV | 2013 | nrg_102a | 61.3994
Imports | 3260 | 3260-Gas/diesel oil (without bio components) | KTOE | TR | 2012 | nrg_102a | 485.1538
Imports | 3260 | 3260-Gas/diesel oil (without bio components) | KTOE | UA | 2013 | nrg_102a | 182.0714
Consumption in Oil and gas extraction | 3260 | 3260-Gas/diesel oil (without bio components) | KTOE | NL | 2010 | nrg_102a | 0.083736
Consumption in Oil and gas extraction | 3260 | 3260-Gas/diesel oil (without bio components) | KTOE | NO | 2012 | nrg_102a | 8.9639
Imports | 3260 | 3260-Gas/diesel oil (without bio components) | KTOE | FR | 2013 | nrg_110a | 993.5653
Imports | 3260 | 3260-Gas/diesel oil (without bio components) | KTOE | HR | 2010 | nrg_110a | 32.7994
Imports | 3260 | 3260-Gas/diesel oil (without bio components) | KTOE | MD | 2009 | nrg_110a | 15.0139
Imports | 3260 | 3260-Gas/diesel oil (without bio components) | KTOE | TR | 2010 | nrg_110a | 415.3599
Consumption in Oil and gas extraction | 3260 | 3260-Gas/diesel oil (without bio components) | KTOE | RO | 2012 | nrg_110a | 0.59453
Consumption in Oil and gas extraction | 3260 | 3260-Gas/diesel oil (without bio components) | KTOE | PL | 2010 | nrg_110a | 0.30145
Consumption in Coke Ovens | 3260 | 3260-Gas/diesel oil (without bio components) | KTOE | BE | 2012 | nrg_110a | 0.041868
Imports | 3260 | 3260-Gas/diesel oil (without bio components) | KTOE | BG | 2013 | nrg_102a | 36.3372
Imports | 3260 | 3260-Gas/diesel oil (without bio components) | KTOE | DK | 2009 | nrg_102a | 94.8813
Imports | 3260 | 3260-Gas/diesel oil (without bio components) | KTOE | FR | 2013 | nrg_102a | 993.5653
Consumption in Oil and gas extraction | 3260 | 3260-Gas/diesel oil (without bio components) | KTOE | DE | 2014 | nrg_102a | 0.041868
Consumption in Coal Mines | 3260 | 3260-Gas/diesel oil (without bio components) | KTOE | DE | 2014 | nrg_102a | 0.087923
Imports | 3260 | 3260-Gas/diesel oil (without bio components) | KTOE | BE | 2013 | nrg_110a | 513.2012
Imports | 3260 | 3260-Gas/diesel oil (without bio components) | KTOE | XK | 2014 | nrg_110a | 11.3797
Imports | 3260 | 3260-Gas/diesel oil (without bio components) | KTOE | NO | 2012 | nrg_102a | 63.4007
Imports | 3260 | 3260-Gas/diesel oil (without bio components) | KTOE | NO | 2013 | nrg_110a | 55.4709
Imports | 3260 | 3260-Gas/diesel oil (without bio components) | KTOE | CZ | 2014 | nrg_102a | 75.622
Imports | 3260 | 3260-Gas/diesel oil (without bio components) | KTOE | PT | 2012 | nrg_102a | 37.9366
Imports | 3260 | 3260-Gas/diesel oil (without bio components) | KTOE | RS | 2013 | nrg_102a | 17.3585
Consumption in Coal Mines | 3260 | 3260-Gas/diesel oil (without bio components) | KTOE | EE | 2009 | nrg_102a | 0.54847
Consumption in Pipeline transport | 3260 | 3260-Gas/diesel oil (without bio components) | KTOE | UA | 2010 | nrg_102a | 0.38519
Imports | 3260 | 3260-Gas/diesel oil (without bio components) | KTOE | BG | 2012 | nrg_110a | 28.0432
Imports | 3260 | 3260-Gas/diesel oil (without bio components) | KTOE | CY | 2010 | nrg_110a | 29.2281
Imports | 3260 | 3260-Gas/diesel oil (without bio components) | KTOE | PT | 2011 | nrg_110a | 57.468
Imports | 3260 | 3260-Gas/diesel oil (without bio components) | KTOE | ME | 2013 | nrg_102a | 7.3018
Consumption in Coal Mines | 3260 | 3260-Gas/diesel oil (without bio components) | KTOE | MK | 2014 | nrg_102a | 0.083736
Imports | 3260 | 3260-Gas/diesel oil (without bio components) | KTOE | MK | 2011 | nrg_110a | 14.4403
Consumption in Oil and gas extraction | 3260 | 3260-Gas/diesel oil (without bio components) | KTOE | LT | 2014 | nrg_110a | 0.041868
Consumption in Coal Mines | 3260 | 3260-Gas/diesel oil (without bio components) | KTOE | EE | 2009 | nrg_110a | 0.54847
Consumption in Coal Mines | 3260 | 3260-Gas/diesel oil (without bio components) | KTOE | MK | 2010 | nrg_110a | 0.041868
Imports | 3260 | 3260-Gas/diesel oil (without bio components) | KTOE | DE | 2011 | nrg_102a | 582.5974
Imports | 3260 | 3260-Gas/diesel oil (without bio components) | KTOE | HR | 2012 | nrg_102a | 29.6425
Imports | 3260 | 3260-Gas/diesel oil (without bio components) | KTOE | LV | 2010 | nrg_102a | 44.8699
Imports | 3260 | 3260-Gas/diesel oil (without bio components) | KTOE | TR | 2009 | nrg_102a | 391.1183
Imports | 3260 | 3260-Gas/diesel oil (without bio components) | KTOE | UA | 2010 | nrg_102a | 105.3064
Consumption in Oil and gas extraction | 3260 | 3260-Gas/diesel oil (without bio components) | KTOE | RO | 2012 | nrg_102a | 0.59453
Consumption in Oil and gas extraction | 3260 | 3260-Gas/diesel oil (without bio components) | KTOE | NO | 2009 | nrg_102a | 8.2815
Imports | 3260 | 3260-Gas/diesel oil (without bio components) | KTOE | HU | 2013 | nrg_110a | 51.4516
Imports | 3260 | 3260-Gas/diesel oil (without bio components) | KTOE | FR | 2010 | nrg_110a | 828.7854
Imports | 3260 | 3260-Gas/diesel oil (without bio components) | KTOE | IT | 2014 | nrg_110a | 134.9573
Consumption in Oil and gas extraction | 3260 | 3260-Gas/diesel oil (without bio components) | KTOE | NO | 2013 | nrg_110a | 11.5932
Consumption in Oil and gas extraction | 3260 | 3260-Gas/diesel oil (without bio components) | KTOE | RO | 2009 | nrg_110a | 0.64477
Consumption in Coal Mines | 3260 | 3260-Gas/diesel oil (without bio components) | KTOE | PL | 2012 | nrg_110a | 0.95459
Consumption in Coke Ovens | 3260 | 3260-Gas/diesel oil (without bio components) | KTOE | BE | 2009 | nrg_110a | 0.041868
Imports | 3260 | 3260-Gas/diesel oil (without bio components) | KTOE | BG | 2010 | nrg_102a | 29.3578
Imports | 3260 | 3260-Gas/diesel oil (without bio components) | KTOE | FR | 2010 | nrg_102a | 828.7854
Consumption in Coal Mines | 3260 | 3260-Gas/diesel oil (without bio components) | KTOE | DE | 2011 | nrg_102a | 0.30145
Imports | 3260 | 3260-Gas/diesel oil (without bio components) | KTOE | BE | 2010 | nrg_110a | 312.8544
Imports | 3260 | 3260-Gas/diesel oil (without bio components) | KTOE | DK | 2014 | nrg_110a | 117.938
Imports | 3260 | 3260-Gas/diesel oil (without bio components) | KTOE | SI | 2014 | nrg_110a | 106.7132
Imports | 3260 | 3260-Gas/diesel oil (without bio components) | KTOE | XK | 2011 | nrg_110a | 13.0419
Consumption in Oil and gas extraction | 3260 | 3260-Gas/diesel oil (without bio components) | KTOE | ES | 2014 | nrg_110a | 0.083736
Consumption in Coke Ovens | 3260 | 3260-Gas/diesel oil (without bio components) | KTOE | UA | 2013 | nrg_110a | 0.33913
Imports | 3260 | 3260-Gas/diesel oil (without bio components) | KTOE | AT | 2012 | nrg_102a | 177.7548
Imports | 3260 | 3260-Gas/diesel oil (without bio components) | KTOE | AL | 2012 | nrg_110a | 28.5917
Imports | 3260 | 3260-Gas/diesel oil (without bio components) | KTOE | PL | 2011 | nrg_110a | 84.2635
Imports | 3260 | 3260-Gas/diesel oil (without bio components) | KTOE | CY | 2010 | nrg_102a | 29.2281
Consumption in Coal Mines | 3260 | 3260-Gas/diesel oil (without bio components) | KTOE | ES | 2013 | nrg_102a | 0.81643
Consumption in Pipeline transport | 3260 | 3260-Gas/diesel oil (without bio components) | KTOE | PL | 2013 | nrg_102a | 0.041868
Imports | 3260 | 3260-Gas/diesel oil (without bio components) | KTOE | EE | 2014 | nrg_110a | 29.2281
Imports | 3260 | 3260-Gas/diesel oil (without bio components) | KTOE | RS | 2014 | nrg_110a | 18.9746
Imports | 3260 | 3260-Gas/diesel oil (without bio components) | KTOE | MT | 2013 | nrg_102a | 19.3053
Imports | 3260 | 3260-Gas/diesel oil (without bio components) | KTOE | RO | 2014 | nrg_102a | 42.182
Imports | 3260 | 3260-Gas/diesel oil (without bio components) | KTOE | EL | 2012 | nrg_110a | 59.6745
Imports | 3260 | 3260-Gas/diesel oil (without bio components) | KTOE | ES | 2011 | nrg_110a | 366.4078
Imports | 3260 | 3260-Gas/diesel oil (without bio components) | KTOE | MT | 2013 | nrg_110a | 19.3053
Imports | 3260 | 3260-Gas/diesel oil (without bio components) | KTOE | IT | 2012 | nrg_102a | 89.5473
Imports | 3282 | 3282-Lubricants | KTOE | UK | 2014 | nrg_102a | 16.5546
Imports | 3281 | 3281-White Spirit and SBP | KTOE | UK | 2013 | nrg_102a | 9.6255
Primary production | 5532 | 5532-Solar thermal | KTOE | IT | 2009 | nrg_107a | 3.5546
Primary production | 5532 | 5532-Solar thermal | KTOE | LU | 2014 | nrg_107a | 0.12979
Consumption in Coal Mines | 2230 | 2230-BKB (brown coal briquettes) | KTOE | BG | 2014 | nrg_110a | 0.020934
Imports | 2230 | 2230-BKB (brown coal briquettes) | KTOE | DK | 2009 | nrg_110a | 0.020934
Imports | 2310 | 2310-Peat | KTOE | FI | 2014 | nrg_110a | 0.48986
Transformation input in BKB / PB Plants | 2310 | 2310-Peat | KTOE | UA | 2014 | nrg_110a | 3.7932
Imports | 3281 | 3281-White Spirit and SBP | KTOE | FI | 2010 | nrg_110a | 0.087923
Imports | 3282 | 3282-Lubricants | KTOE | BE | 2011 | nrg_110a | 19.3221
Imports | 3282 | 3282-Lubricants | KTOE | SK | 2012 | nrg_110a | 2.2692
Primary production | 5532 | 5532-Solar thermal | KTOE | NL | 2011 | nrg_110a | 1.0383
Primary production | 5532 | 5532-Solar thermal | KTOE | SI | 2013 | nrg_107a | 0.43961
Primary production | 5532 | 5532-Solar thermal | KTOE | SK | 2012 | nrg_110a | 0.22609
Primary production | 5532 | 5532-Solar thermal | KTOE | TR | 2014 | nrg_110a | 33.62
Primary production | 5532 | 5532-Solar thermal | KTOE | TR | 2009 | nrg_107a | 17.953
Imports | 3281 | 3281-White Spirit and SBP | KTOE | AL | 2011 | nrg_102a | 0.21353
Imports | 3282 | 3282-Lubricants | KTOE | PL | 2009 | nrg_102a | 6.1337
Imports | 3281 | 3281-White Spirit and SBP | KTOE | PL | 2012 | nrg_102a | 1.3942
Transformation input in BKB / PB Plants | 2310 | 2310-Peat | KTOE | EE | 2011 | nrg_110a | 1.2519
Imports | 3281 | 3281-White Spirit and SBP | KTOE | NO | 2010 | nrg_110a | 0.56522
Imports | 3281 | 3281-White Spirit and SBP | KTOE | PL | 2014 | nrg_110a | 1.2225
Imports | 3282 | 3282-Lubricants | KTOE | AT | 2012 | nrg_110a | 4.7227
Imports | 2230 | 2230-BKB (brown coal briquettes) | KTOE | RS | 2012 | nrg_101a | 0.36006
Imports | 3281 | 3281-White Spirit and SBP | KTOE | RS | 2014 | nrg_102a | 0.36006
Primary production | 5532 | 5532-Solar thermal | KTOE | PT | 2014 | nrg_107a | 3.2196
Imports | 2310 | 2310-Peat | KTOE | SE | 2013 | nrg_110a | 1.8631
Imports | 3282 | 3282-Lubricants | KTOE | CY | 2010 | nrg_110a | 0.40193
Primary production | 2310 | 2310-Peat | KTOE | UA | 2011 | nrg_101a | 5.1414
Imports | 3282 | 3282-Lubricants | KTOE | ES | 2009 | nrg_102a | 5.8364
Primary production | 5532 | 5532-Solar thermal | KTOE | HR | 2013 | nrg_107a | 0.33913
Imports | 2310 | 2310-Peat | KTOE | MK | 2009 | nrg_110a | 0.046055
Transformation input in BKB / PB Plants | 2310 | 2310-Peat | KTOE | IE | 2010 | nrg_110a | 4.7939
Consumption in BKB / PB Plants | 2310 | 2310-Peat | KTOE | IE | 2013 | nrg_110a | 0.61546
Imports | 3282 | 3282-Lubricants | KTOE | MT | 2013 | nrg_110a | 0.16747
Primary production | 5532 | 5532-Solar thermal | KTOE | AT | 2011 | nrg_110a | 7.0464
Primary production | 5532 | 5532-Solar thermal | KTOE | HR | 2010 | nrg_110a | 0.21771
Imports | 2230 | 2230-BKB (brown coal briquettes) | KTOE | HU | 2009 | nrg_101a | 0.33913
Imports | 2230 | 2230-BKB (brown coal briquettes) | KTOE | NL | 2012 | nrg_101a | 1.5407
Imports | 2230 | 2230-BKB (brown coal briquettes) | KTOE | SK | 2011 | nrg_101a | 0.18003
Consumption in Coal Mines | 2230 | 2230-BKB (brown coal briquettes) | KTOE | DE | 2012 | nrg_101a | 0.10048
Primary production | 2310 | 2310-Peat | KTOE | SE | 2013 | nrg_101a | 7.8
Consumption in BKB / PB Plants | 2310 | 2310-Peat | KTOE | LT | 2014 | nrg_101a | 0.01256
Consumption in BKB / PB Plants | 2310 | 2310-Peat | KTOE | UA | 2014 | nrg_101a | 0.21353
Imports | 3282 | 3282-Lubricants | KTOE | IS | 2014 | nrg_102a | 0.16747
Imports | 3282 | 3282-Lubricants | KTOE | IT | 2010 | nrg_102a | 9.8264
Imports | 3282 | 3282-Lubricants | KTOE | HU | 2010 | nrg_102a | 1.3942
Imports | 3282 | 3282-Lubricants | KTOE | MD | 2012 | nrg_102a | 0.33494
Imports | 3282 | 3282-Lubricants | KTOE | LT | 2011 | nrg_102a | 2.1855
Imports | 3282 | 3282-Lubricants | KTOE | NO | 2009 | nrg_102a | 2.1436
Imports | 3281 | 3281-White Spirit and SBP | KTOE | IS | 2014 | nrg_102a | 0.041868
Imports | 3281 | 3281-White Spirit and SBP | KTOE | FR | 2014 | nrg_102a | 3.094
Primary production | 5532 | 5532-Solar thermal | KTOE | SE | 2011 | nrg_107a | 0.46055
Imports | 2230 | 2230-BKB (brown coal briquettes) | KTOE | DE | 2014 | nrg_110a | 1.5617
Imports | 2230 | 2230-BKB (brown coal briquettes) | KTOE | CZ | 2011 | nrg_110a | 3.2406
Imports | 2230 | 2230-BKB (brown coal briquettes) | KTOE | IE | 2014 | nrg_110a | 0.56103
Consumption in BKB / PB Plants | 2230 | 2230-BKB (brown coal briquettes) | KTOE | DE | 2011 | nrg_110a | 0.058615
Primary production | 2310 | 2310-Peat | KTOE | IE | 2014 | nrg_110a | 40.6622
Primary production | 2310 | 2310-Peat | KTOE | RO | 2012 | nrg_110a | 0.016747
Transformation input in BKB / PB Plants | 2310 | 2310-Peat | KTOE | FI | 2009 | nrg_110a | 0.51498
Imports | 3281 | 3281-White Spirit and SBP | KTOE | DE | 2009 | nrg_110a | 4.0612
Imports | 3281 | 3281-White Spirit and SBP | KTOE | CZ | 2014 | nrg_110a | 0.80387
Imports | 3281 | 3281-White Spirit and SBP | KTOE | HR | 2010 | nrg_110a | 0.10048
Imports | 3282 | 3282-Lubricants | KTOE | IT | 2012 | nrg_110a | 13.6071
Imports | 3282 | 3282-Lubricants | KTOE | IS | 2009 | nrg_110a | 0.20934
Imports | 3282 | 3282-Lubricants | KTOE | MD | 2014 | nrg_110a | 0.37681
Imports | 3282 | 3282-Lubricants | KTOE | NL | 2011 | nrg_110a | 41.7717
Imports | 3282 | 3282-Lubricants | KTOE | TR | 2014 | nrg_110a | 29.2992
Imports | 3220 | 3220-Liquified petroleum gas (LPG) | KTOE | LU | 2012 | nrg_110a | 0.55266
Imports | 3220 | 3220-Liquified petroleum gas (LPG) | KTOE | SK | 2013 | nrg_110a | 2.3446
Consumption in Oil and gas extraction | 3220 | 3220-Liquified petroleum gas (LPG) | KTOE | UA | 2012 | nrg_110a | 0.046055
Consumption in Oil and gas extraction | 3220 | 3220-Liquified petroleum gas (LPG) | KTOE | PT | 2011 | nrg_110a | 0.09211
Imports | 5544 | 5544-Charcoal | KTOE | HR | 2011 | nrg_110a | 0.083736
Imports | 5544 | 5544-Charcoal | KTOE | LV | 2009 | nrg_110a | 0.029308
Imports | 3220 | 3220-Liquified petroleum gas (LPG) | KTOE | SE | 2012 | nrg_102a | 37.6728
Imports | 3220 | 3220-Liquified petroleum gas (LPG) | KTOE | SI | 2011 | nrg_102a | 4.1449
Imports | 3220 | 3220-Liquified petroleum gas (LPG) | KTOE | UA | 2012 | nrg_102a | 14.1221
Imports | 5544 | 5544-Charcoal | KTOE | BE | 2010 | nrg_107a | 0.26377
Imports | 3220 | 3220-Liquified petroleum gas (LPG) | KTOE | DK | 2011 | nrg_110a | 0.36844
Imports | 3220 | 3220-Liquified petroleum gas (LPG) | KTOE | PL | 2012 | nrg_102a | 89.4719
Imports | 3220 | 3220-Liquified petroleum gas (LPG) | KTOE | NO | 2014 | nrg_110a | 7.6995
Imports | 5544 | 5544-Charcoal | KTOE | AT | 2009 | nrg_110a | 0.43543
Imports | 3220 | 3220-Liquified petroleum gas (LPG) | KTOE | CY | 2013 | nrg_102a | 2.3655
Imports | 3220 | 3220-Liquified petroleum gas (LPG) | KTOE | RO | 2013 | nrg_102a | 5.3926
Imports | 5544 | 5544-Charcoal | KTOE | CY | 2011 | nrg_107a | 0.33913
Imports | 5544 | 5544-Charcoal | KTOE | PT | 2014 | nrg_110a | 1.21
Imports | 3220 | 3220-Liquified petroleum gas (LPG) | KTOE | EE | 2009 | nrg_102a | 0.3182
Imports | 3220 | 3220-Liquified petroleum gas (LPG) | KTOE | EL | 2010 | nrg_102a | 0.41449
Imports | 3220 | 3220-Liquified petroleum gas (LPG) | KTOE | ES | 2010 | nrg_102a | 36.848
Imports | 3220 | 3220-Liquified petroleum gas (LPG) | KTOE | MT | 2012 | nrg_102a | 1.0593
Transformation input in Gas Works | 3220 | 3220-Liquified petroleum gas (LPG) | KTOE | PL | 2012 | nrg_102a | 0.09211
Imports | 5544 | 5544-Charcoal | KTOE | ME | 2012 | nrg_107a | 0.029308
Imports | 3220 | 3220-Liquified petroleum gas (LPG) | KTOE | EE | 2013 | nrg_110a | 0.59034
Imports | 3220 | 3220-Liquified petroleum gas (LPG) | KTOE | EL | 2010 | nrg_110a | 0.41449
Imports | 3220 | 3220-Liquified petroleum gas (LPG) | KTOE | MT | 2014 | nrg_110a | 1.0132
Imports | 5544 | 5544-Charcoal | KTOE | EL | 2014 | nrg_110a | 1.7668
Imports | 3220 | 3220-Liquified petroleum gas (LPG) | KTOE | IS | 2012 | nrg_102a | 0.13816
Imports | 3220 | 3220-Liquified petroleum gas (LPG) | KTOE | IE | 2010 | nrg_102a | 4.8106
Imports | 3220 | 3220-Liquified petroleum gas (LPG) | KTOE | HU | 2011 | nrg_102a | 6.7701
Consumption in Oil and gas extraction | 3220 | 3220-Liquified petroleum gas (LPG) | KTOE | PT | 2009 | nrg_102a | 0.13816
Consumption in Oil and gas extraction | 3220 | 3220-Liquified petroleum gas (LPG) | KTOE | UA | 2013 | nrg_102a | 0.046055
Imports | 3220 | 3220-Liquified petroleum gas (LPG) | KTOE | LU | 2013 | nrg_102a | 0.5066
Imports | 3220 | 3220-Liquified petroleum gas (LPG) | KTOE | LV | 2009 | nrg_102a | 4.8274
Imports | 3220 | 3220-Liquified petroleum gas (LPG) | KTOE | TR | 2014 | nrg_102a | 147.5428
Imports | 5544 | 5544-Charcoal | KTOE | IT | 2013 | nrg_107a | 1.7543
Imports | 5544 | 5544-Charcoal | KTOE | NL | 2012 | nrg_107a | 1.9217
Imports | 3220 | 3220-Liquified petroleum gas (LPG) | KTOE | IT | 2011 | nrg_110a | 92.8297
Imports | 3220 | 3220-Liquified petroleum gas (LPG) | KTOE | NL | 2014 | nrg_110a | 217.9816
Imports | 3220 | 3220-Liquified petroleum gas (LPG) | KTOE | SK | 2009 | nrg_110a | 3.7263
Imports | 5544 | 5544-Charcoal | KTOE | LT | 2013 | nrg_110a | 0.029308
Imports | 5544 | 5544-Charcoal | KTOE | NL | 2014 | nrg_110a | 1.411
Imports | 3220 | 3220-Liquified petroleum gas (LPG) | KTOE | FI | 2011 | nrg_102a | 14.1849
Consumption in Coal Mines | 3220 | 3220-Liquified petroleum gas (LPG) | KTOE | BG | 2009 | nrg_102a | 0.046055
Imports | 3220 | 3220-Liquified petroleum gas (LPG) | KTOE | UK | 2012 | nrg_102a | 13.4606
Imports | 3220 | 3220-Liquified petroleum gas (LPG) | KTOE | XK | 2013 | nrg_102a | 1.658
Imports | 3220 | 3220-Liquified petroleum gas (LPG) | KTOE | AL | 2014 | nrg_102a | 7.4274
Imports | 3220 | 3220-Liquified petroleum gas (LPG) | KTOE | NO | 2012 | nrg_102a | 8.4364
Imports | 3220 | 3220-Liquified petroleum gas (LPG) | KTOE | AT | 2009 | nrg_110a | 4.5552
Imports | 3220 | 3220-Liquified petroleum gas (LPG) | KTOE | CZ | 2011 | nrg_102a | 3.2406
Imports | 3220 | 3220-Liquified petroleum gas (LPG) | KTOE | PT | 2010 | nrg_102a | 19.8706
Imports | 3220 | 3220-Liquified petroleum gas (LPG) | KTOE | RS | 2011 | nrg_110a | 14.905
Imports | 3220 | 3220-Liquified petroleum gas (LPG) | KTOE | PT | 2012 | nrg_110a | 19.8245
Consumption in Gas Works | 3220 | 3220-Liquified petroleum gas (LPG) | KTOE | UA | 2014 | nrg_110a | 0.41449
Imports | 5544 | 5544-Charcoal | KTOE | BG | 2012 | nrg_110a | 0.050242
Imports | 3220 | 3220-Liquified petroleum gas (LPG) | KTOE | ME | 2012 | nrg_102a | 0.79549
Imports | 5544 | 5544-Charcoal | KTOE | EL | 2013 | nrg_107a | 1.951
Imports | 3220 | 3220-Liquified petroleum gas (LPG) | KTOE | ES | 2010 | nrg_110a | 36.848
Imports | 3220 | 3220-Liquified petroleum gas (LPG) | KTOE | RO | 2009 | nrg_110a | 6.2593
Imports | 3220 | 3220-Liquified petroleum gas (LPG) | KTOE | LT | 2011 | nrg_102a | 5.2
Imports | 3220 | 3220-Liquified petroleum gas (LPG) | KTOE | SK | 2011 | nrg_102a | 1.9301
Imports | 5544 | 5544-Charcoal | KTOE | HR | 2011 | nrg_107a | 0.083736
Imports | 5544 | 5544-Charcoal | KTOE | LV | 2009 | nrg_107a | 0.029308
Transformation output from Coke Ovens | 4200 | 4200-Derived gases | KTOE | IT | 2011 | nrg_103a | 17.2789
Consumption in Coke Ovens | 4200 | 4200-Derived gases | KTOE | DE | 2009 | nrg_103a | 19.4561
Consumption in Coke Ovens | 4200 | 4200-Derived gases | KTOE | HU | 2011 | nrg_103a | 2.9726
Imports | 3250 | 3250-Naphtha | KTOE | RO | 2012 | nrg_110a | 0.12979
Primary production | 5543 | 5543-Municipal waste | KTOE | AT | 2014 | nrg_110a | 18.0912
Primary production | 5543 | 5543-Municipal waste | KTOE | LV | 2012 | nrg_110a | 0.050242
Imports | 3250 | 3250-Naphtha | KTOE | IT | 2009 | nrg_102a | 86.1099
Transformation input in Gas Works | 3250 | 3250-Naphtha | KTOE | ES | 2011 | nrg_102a | 1.4947
Transformation output from Coke Ovens | 4200 | 4200-Derived gases | KTOE | PL | 2014 | nrg_103a | 69.7521
Transformation output from Coke Ovens | 4200 | 4200-Derived gases | KTOE | SE | 2012 | nrg_103a | 7.6158
Transformation output from Coke Ovens | 4200 | 4200-Derived gases | KTOE | TR | 2013 | nrg_103a | 28.533
Consumption in Coal Mines | 4200 | 4200-Derived gases | KTOE | PL | 2013 | nrg_103a | 0.12142
Consumption in Coke Ovens | 4200 | 4200-Derived gases | KTOE | CZ | 2010 | nrg_103a | 9.437
Consumption in Coke Ovens | 4200 | 4200-Derived gases | KTOE | IT | 2014 | nrg_103a | 0.84155
Imports | 3250 | 3250-Naphtha | KTOE | HU | 2012 | nrg_110a | 6.4267
Transformation input in Gas Works | 3250 | 3250-Naphtha | KTOE | ES | 2010 | nrg_110a | 1.5407
Transformation input in Gas Works | 3250 | 3250-Naphtha | KTOE | SE | 2010 | nrg_110a | 0.57359
Primary production | 5543 | 5543-Municipal waste | KTOE | BE | 2009 | nrg_110a | 26.1884
Primary production | 5543 | 5543-Municipal waste | KTOE | BG | 2012 | nrg_110a | 0.87085
Primary production | 5543 | 5543-Municipal waste | KTOE | DE | 2013 | nrg_110a | 245.0618
Primary production | 5543 | 5543-Municipal waste | KTOE | IE | 2009 | nrg_110a | 0.75362
Primary production | 5543 | 5543-Municipal waste | KTOE | RO | 2013 | nrg_110a | 0.01256
Primary production | 5543 | 5543-Municipal waste | KTOE | SE | 2010 | nrg_110a | 51.7991
Transformation output from Coke Ovens | 4200 | 4200-Derived gases | KTOE | UK | 2012 | nrg_103a | 26.7537
Transformation output from Gas Works | 4200 | 4200-Derived gases | KTOE | HR | 2013 | nrg_103a | 0.066989
Transformation output from Gas Works | 4200 | 4200-Derived gases | KTOE | UA | 2014 | nrg_103a | 0.73688
Consumption in Coke Ovens | 4200 | 4200-Derived gases | KTOE | UK | 2012 | nrg_103a | 14.7836
Imports | 3250 | 3250-Naphtha | KTOE | BE | 2011 | nrg_110a | 124.8713
Imports | 3250 | 3250-Naphtha | KTOE | UK | 2010 | nrg_110a | 30.5092
Imports | 3250 | 3250-Naphtha | KTOE | NO | 2011 | nrg_110a | 2.3697
Imports | 3215 | 3215-Ethane | KTOE | SE | 2013 | nrg_102a | 15.1478
Imports | 3250 | 3250-Naphtha | KTOE | SE | 2009 | nrg_102a | 15.7089
Imports | 3250 | 3250-Naphtha | KTOE | PT | 2012 | nrg_102a | 11.5263
Imports | 3250 | 3250-Naphtha | KTOE | RO | 2010 | nrg_102a | 0.21771
Imports | 3250 | 3250-Naphtha | KTOE | PT | 2012 | nrg_110a | 11.5263
Transformation output from Coke Ovens | 4200 | 4200-Derived gases | KTOE | FR | 2011 | nrg_103a | 19.3974
Imports | 3250 | 3250-Naphtha | KTOE | ES | 2014 | nrg_110a | 52.9337
Primary production | 5543 | 5543-Municipal waste | KTOE | FR | 2009 | nrg_110a | 97.4394
Imports | 3250 | 3250-Naphtha | KTOE | HU | 2011 | nrg_102a | 8.6081
Consumption in Coke Ovens | 4200 | 4200-Derived gases | KTOE | BE | 2010 | nrg_103a | 6.6319
Consumption in Coke Ovens | 4200 | 4200-Derived gases | KTOE | SE | 2010 | nrg_103a | 4.1784
Imports | 3250 | 3250-Naphtha | KTOE | DE | 2012 | nrg_110a | 267.0341
Imports | 5543 | 5543-Municipal waste | KTOE | LV | 2014 | nrg_110a | 2.0473
Imports | 5543 | 5543-Municipal waste | KTOE | NL | 2012 | nrg_110a | 9.8306
Imports | 3250 | 3250-Naphtha | KTOE | BE | 2013 | nrg_102a | 147.928
Imports | 3250 | 3250-Naphtha | KTOE | FR | 2011 | nrg_102a | 76.384
Transformation output from Coke Ovens | 4200 | 4200-Derived gases | KTOE | AT | 2012 | nrg_103a | 9.6255
Transformation output from Coke Ovens | 4200 | 4200-Derived gases | KTOE | DE | 2014 | nrg_103a | 65.4397
Consumption in Coal Mines | 4200 | 4200-Derived gases | KTOE | CZ | 2009 | nrg_103a | 0.083736
Primary production | 5543 | 5543-Municipal waste | KTOE | IT | 2012 | nrg_110a | 67.5582
Primary production | 5543 | 5543-Municipal waste | KTOE | LU | 2009 | nrg_110a | 1.2225
Imports | 5541 | 5541-Solid biofuels (excluding charcoal) | KTOE | UK | 2012 | nrg_107a | 37.3881
Primary production | 5541 | 5541-Solid biofuels (excluding charcoal) | KTOE | IT | 2014 | nrg_107a | 273.7916
Imports | 5541 | 5541-Solid biofuels (excluding charcoal) | KTOE | FI | 2011 | nrg_107a | 2.0808
Primary production | 3192 | 3192-Additives/Oxygenates | KTOE | NL | 2013 | nrg_110a | 7.0129
Imports | 3192 | 3192-Additives/Oxygenates | KTOE | BE | 2010 | nrg_110a | 1.1137
Primary production | 5541 | 5541-Solid biofuels (excluding charcoal) | KTOE | NL | 2014 | nrg_110a | 54.0139
Primary production | 5541 | 5541-Solid biofuels (excluding charcoal) | KTOE | NO | 2010 | nrg_110a | 51.6442
Imports | 5541 | 5541-Solid biofuels (excluding charcoal) | KTOE | BE | 2012 | nrg_110a | 24.2499
Imports | 5541 | 5541-Solid biofuels (excluding charcoal) | KTOE | DK | 2011 | nrg_110a | 37.0113
Imports | 5541 | 5541-Solid biofuels (excluding charcoal) | KTOE | XK | 2012 | nrg_110a | 0.14654
Primary production | 5541 | 5541-Solid biofuels (excluding charcoal) | KTOE | TR | 2011 | nrg_110a | 148.108
Primary production | 3100 | 3100-Crude oil, feedstocks and other hydrocarbons | KTOE | TR | 2009 | nrg_102a | 102.3254
Primary production | 5541 | 5541-Solid biofuels (excluding charcoal) | KTOE | TR | 2010 | nrg_107a | 186.2875
Primary production | 3192 | 3192-Additives/Oxygenates | KTOE | NO | 2013 | nrg_102a | 3.3118
Primary production | 5541 | 5541-Solid biofuels (excluding charcoal) | KTOE | NO | 2009 | nrg_107a | 44.087
Imports | 5541 | 5541-Solid biofuels (excluding charcoal) | KTOE | NO | 2009 | nrg_110a | 0.96296
Imports | 3100 | 3100-Crude oil, feedstocks and other hydrocarbons | KTOE | RS | 2009 | nrg_102a | 98.0967
Imports | 3192 | 3192-Additives/Oxygenates | KTOE | CZ | 2010 | nrg_102a | 1.3021
Imports | 3192 | 3192-Additives/Oxygenates | KTOE | RS | 2014 | nrg_102a | 0.42287
Primary production | 5541 | 5541-Solid biofuels (excluding charcoal) | KTOE | ME | 2009 | nrg_107a | 9.4412
Imports | 5541 | 5541-Solid biofuels (excluding charcoal) | KTOE | BG | 2012 | nrg_107a | 0.55266
Consumption in BKB / PB Plants | 5541 | 5541-Solid biofuels (excluding charcoal) | KTOE | LT | 2010 | nrg_107a | 0.0041868
Primary production | 3192 | 3192-Additives/Oxygenates | KTOE | PL | 2009 | nrg_110a | 0.17585
Primary production | 5541 | 5541-Solid biofuels (excluding charcoal) | KTOE | PL | 2014 | nrg_110a | 258.7233
Imports | 5541 | 5541-Solid biofuels (excluding charcoal) | KTOE | EE | 2012 | nrg_110a | 0.61127
Primary production | 3100 | 3100-Crude oil, feedstocks and other hydrocarbons | KTOE | AT | 2012 | nrg_102a | 38.2464
Primary production | 3100 | 3100-Crude oil, feedstocks and other hydrocarbons | KTOE | HR | 2011 | nrg_102a | 29.5546
Imports | 3100 | 3100-Crude oil, feedstocks and other hydrocarbons | KTOE | PT | 2010 | nrg_102a | 497.1825
Primary production | 3192 | 3192-Additives/Oxygenates | KTOE | FI | 2012 | nrg_102a | 2.9768
Primary production | 3192 | 3192-Additives/Oxygenates | KTOE | FR | 2012 | nrg_102a | 7.9884
Imports | 3192 | 3192-Additives/Oxygenates | KTOE | EL | 2014 | nrg_102a | 9.1314
Primary production | 5541 | 5541-Solid biofuels (excluding charcoal) | KTOE | AT | 2012 | nrg_107a | 189.2727
Primary production | 5541 | 5541-Solid biofuels (excluding charcoal) | KTOE | HR | 2010 | nrg_107a | 56.0571
Imports | 5541 | 5541-Solid biofuels (excluding charcoal) | KTOE | EL | 2014 | nrg_107a | 2.6
Imports | 3192 | 3192-Additives/Oxygenates | KTOE | EL | 2012 | nrg_110a | 6.075
Primary production | 5541 | 5541-Solid biofuels (excluding charcoal) | KTOE | BE | 2010 | nrg_110a | 50.25
Primary production | 5541 | 5541-Solid biofuels (excluding charcoal) | KTOE | AT | 2014 | nrg_110a | 183.2562
Imports | 5541 | 5541-Solid biofuels (excluding charcoal) | KTOE | EL | 2012 | nrg_110a | 5.7903
Imports | 3100 | 3100-Crude oil, feedstocks and other hydrocarbons | KTOE | FR | 2013 | nrg_102a | 2396.7169
Imports | 3100 | 3100-Crude oil, feedstocks and other hydrocarbons | KTOE | HU | 2012 | nrg_102a | 216.6208
Imports | 3100 | 3100-Crude oil, feedstocks and other hydrocarbons | KTOE | LV | 2011 | nrg_102a | 0.1591
Primary production | 3100 | 3100-Crude oil, feedstocks and other hydrocarbons | KTOE | DK | 2014 | nrg_102a | 338.4651
Primary production | 3100 | 3100-Crude oil, feedstocks and other hydrocarbons | KTOE | BG | 2009 | nrg_102a | 1.0467
Primary production | 3100 | 3100-Crude oil, feedstocks and other hydrocarbons | KTOE | IT | 2011 | nrg_102a | 237.1487
Primary production | 3100 | 3100-Crude oil, feedstocks and other hydrocarbons | KTOE | RS | 2013 | nrg_102a | 51.5311
Primary production | 3100 | 3100-Crude oil, feedstocks and other hydrocarbons | KTOE | UA | 2014 | nrg_102a | 118.8507
Primary production | 3100 | 3100-Crude oil, feedstocks and other hydrocarbons | KTOE | UK | 2014 | nrg_102a | 1717.5845
Primary production | 3192 | 3192-Additives/Oxygenates | KTOE | UK | 2014 | nrg_102a | 1.6998
Imports | 3192 | 3192-Additives/Oxygenates | KTOE | HR | 2010 | nrg_102a | 2.9391
Imports | 5541 | 5541-Solid biofuels (excluding charcoal) | KTOE | NL | 2014 | nrg_107a | 5.761
Primary production | 5541 | 5541-Solid biofuels (excluding charcoal) | KTOE | BE | 2013 | nrg_107a | 58.1337
Primary production | 5541 | 5541-Solid biofuels (excluding charcoal) | KTOE | DK | 2013 | nrg_107a | 59.9215
Primary production | 5541 | 5541-Solid biofuels (excluding charcoal) | KTOE | HU | 2010 | nrg_107a | 63.8152
Primary production | 5541 | 5541-Solid biofuels (excluding charcoal) | KTOE | UK | 2014 | nrg_107a | 127.6053
Imports | 5541 | 5541-Solid biofuels (excluding charcoal) | KTOE | HU | 2013 | nrg_107a | 0.68664
Imports | 5541 | 5541-Solid biofuels (excluding charcoal) | KTOE | MD | 2010 | nrg_107a | 0.016747
Primary production | 3192 | 3192-Additives/Oxygenates | KTOE | DE | 2011 | nrg_110a | 54.6545
Imports | 2117 | 2117-Other Bituminous Coal | KTOE | NL | 2012 | nrg_101a | 608.61
Imports | 2117 | 2117-Other Bituminous Coal | KTOE | TR | 2010 | nrg_101a | 432.6179
Imports | 3191 | 3191-Refinery feedstocks | KTOE | CZ | 2013 | nrg_102a | 0.72432
Imports | 3191 | 3191-Refinery feedstocks | KTOE | HU | 2013 | nrg_102a | 8.1517
Imports | 3191 | 3191-Refinery feedstocks | KTOE | HR | 2012 | nrg_102a | 18.8322
Imports | 3191 | 3191-Refinery feedstocks | KTOE | LT | 2012 | nrg_102a | 14.8548
Imports | 3247 | 3247-Kerosene type jet fuel (without bio components) | KTOE | IE | 2010 | nrg_102a | 44.7192
Imports | 3247 | 3247-Kerosene type jet fuel (without bio components) | KTOE | HU | 2011 | nrg_102a | 0.083736
Imports | 3247 | 3247-Kerosene type jet fuel (without bio components) | KTOE | LU | 2014 | nrg_102a | 16.9817
Imports | 3247 | 3247-Kerosene type jet fuel (without bio components) | KTOE | NL | 2010 | nrg_102a | 165.2991
Imports | 3285 | 3285-Petroleum coke | KTOE | SK | 2009 | nrg_102a | 2.8261
Imports | 3285 | 3285-Petroleum coke | KTOE | IE | 2012 | nrg_102a | 5.2335
Primary production | 2117 | 2117-Other Bituminous Coal | KTOE | ES | 2012 | nrg_110a | 29.1904
Primary production | 2117 | 2117-Other Bituminous Coal | KTOE | UA | 2012 | nrg_110a | 657.8928
Imports | 2117 | 2117-Other Bituminous Coal | KTOE | DE | 2013 | nrg_110a | 1194.9671
Imports | 2117 | 2117-Other Bituminous Coal | KTOE | CZ | 2012 | nrg_110a | 19.5524
Imports | 2117 | 2117-Other Bituminous Coal | KTOE | IT | 2009 | nrg_110a | 401.736
Imports | 2117 | 2117-Other Bituminous Coal | KTOE | SK | 2013 | nrg_110a | 26.4061
Consumption in Coke Ovens | 2117 | 2117-Other Bituminous Coal | KTOE | PL | 2012 | nrg_110a | 0.09211
Imports | 3191 | 3191-Refinery feedstocks | KTOE | HU | 2009 | nrg_110a | 5.8113
Imports | 3191 | 3191-Refinery feedstocks | KTOE | LT | 2012 | nrg_110a | 14.8548
Imports | 3191 | 3191-Refinery feedstocks | KTOE | UA | 2014 | nrg_110a | 0.36006
Imports | 3247 | 3247-Kerosene type jet fuel (without bio components) | KTOE | DE | 2010 | nrg_110a | 197.349
Imports | 3247 | 3247-Kerosene type jet fuel (without bio components) | KTOE | LV | 2013 | nrg_110a | 5.9201
Imports | 3247 | 3247-Kerosene type jet fuel (without bio components) | KTOE | IS | 2009 | nrg_110a | 4.9865
Imports | 3247 | 3247-Kerosene type jet fuel (without bio components) | KTOE | MT | 2013 | nrg_110a | 4.8609
Imports | 3285 | 3285-Petroleum coke | KTOE | IS | 2013 | nrg_110a | 0.25539
Imports | 3285 | 3285-Petroleum coke | KTOE | IT | 2013 | nrg_110a | 38.1459
Primary production | 2117 | 2117-Other Bituminous Coal | KTOE | IT | 2010 | nrg_101a | 2.6837
Imports | 2117 | 2117-Other Bituminous Coal | KTOE | BE | 2011 | nrg_101a | 64.3218
Imports | 2117 | 2117-Other Bituminous Coal | KTOE | FI | 2013 | nrg_101a | 95.8568
Imports | 3191 | 3191-Refinery feedstocks | KTOE | SE | 2014 | nrg_102a | 17.124
Imports | 3247 | 3247-Kerosene type jet fuel (without bio components) | KTOE | DK | 2012 | nrg_102a | 29.6677
Imports | 3247 | 3247-Kerosene type jet fuel (without bio components) | KTOE | FI | 2012 | nrg_102a | 9.1817
Imports | 3247 | 3247-Kerosene type jet fuel (without bio components) | KTOE | UK | 2011 | nrg_102a | 302.1949
Imports | 3285 | 3285-Petroleum coke | KTOE | UK | 2013 | nrg_102a | 25.7865
Imports | 3285 | 3285-Petroleum coke | KTOE | XK | 2011 | nrg_102a | 1.792
Imports | 3285 | 3285-Petroleum coke | KTOE | BE | 2014 | nrg_102a | 8.6081
Imports | 3285 | 3285-Petroleum coke | KTOE | FI | 2011 | nrg_102a | 1.951
Consumption in Coal Mines | 2117 | 2117-Other Bituminous Coal | KTOE | DE | 2009 | nrg_110a | 0.054428
Consumption in Coal Mines | 2117 | 2117-Other Bituminous Coal | KTOE | UA | 2009 | nrg_110a | 2.4744
Imports | 3191 | 3191-Refinery feedstocks | KTOE | FR | 2011 | nrg_110a | 9.4998
Imports | 3191 | 3191-Refinery feedstocks | KTOE | UK | 2011 | nrg_110a | 297.6271
Imports | 3247 | 3247-Kerosene type jet fuel (without bio components) | KTOE | DK | 2011 | nrg_110a | 36.2368
Imports | 3285 | 3285-Petroleum coke | KTOE | BG | 2014 | nrg_110a | 11.2709
Imports | 3285 | 3285-Petroleum coke | KTOE | DK | 2012 | nrg_110a | 6.1546
Imports | 2117 | 2117-Other Bituminous Coal | KTOE | NO | 2011 | nrg_110a | 19.925
Imports | 3191 | 3191-Refinery feedstocks | KTOE | PL | 2013 | nrg_110a | 2.1269
Imports | 3247 | 3247-Kerosene type jet fuel (without bio components) | KTOE | NO | 2009 | nrg_110a | 7.7833
Imports | 3285 | 3285-Petroleum coke | KTOE | NO | 2009 | nrg_110a | 13.2303
Imports | 3191 | 3191-Refinery feedstocks | KTOE | BG | 2014 | nrg_102a | 37.9994
Imports | 3247 | 3247-Kerosene type jet fuel (without bio components) | KTOE | BG | 2014 | nrg_102a | 0.30145
Imports | 3285 | 3285-Petroleum coke | KTOE | BG | 2009 | nrg_102a | 8.1308
Primary production | 2117 | 2117-Other Bituminous Coal | KTOE | PL | 2009 | nrg_110a | 1585.851
Imports | 2117 | 2117-Other Bituminous Coal | KTOE | BG | 2010 | nrg_110a | 37.0909
Imports | 3191 | 3191-Refinery feedstocks | KTOE | SE | 2009 | nrg_110a | 19.0709
Imports | 3247 | 3247-Kerosene type jet fuel (without bio components) | KTOE | EE | 2014 | nrg_110a | 2.2776
Imports | 3285 | 3285-Petroleum coke | KTOE | CY | 2014 | nrg_110a | 4.8232
Transformation input in Coke Ovens | 3285 | 3285-Petroleum coke | KTOE | DE | 2011 | nrg_110a | 37.3128
Imports | 2117 | 2117-Other Bituminous Coal | KTOE | EL | 2010 | nrg_101a | 16.5965
Imports | 2117 | 2117-Other Bituminous Coal | KTOE | ES | 2013 | nrg_101a | 245.7107
Transformation input in Patent Fuel Plants | 2117 | 2117-Other Bituminous Coal | KTOE | UA | 2014 | nrg_101a | 1.39
Transformation input in Patent Fuel Plants | 2117 | 2117-Other Bituminous Coal | KTOE | UK | 2010 | nrg_101a | 6.075
Consumption in Coal Mines | 5200 | 5200-Derived heat | KTOE | EE | 2011 | nrg_106a | 0.046055
Imports | 2115 | 2115-Anthracite | KTOE | RO | 2014 | nrg_110a | 3.3704
Consumption in Coal Mines | 5200 | 5200-Derived heat | KTOE | RO | 2013 | nrg_100a | 0.10048
Primary production | 2115 | 2115-Anthracite | KTOE | DE | 2013 | nrg_101a | 60.2899
Imports | 2115 | 2115-Anthracite | KTOE | IS | 2011 | nrg_101a | 2.9182
Imports | 2115 | 2115-Anthracite | KTOE | LU | 2012 | nrg_101a | 0.32238
Imports | 2115 | 2115-Anthracite | KTOE | SK | 2012 | nrg_101a | 7.2013
Consumption in Coal Mines | 5200 | 5200-Derived heat | KTOE | SI | 2014 | nrg_106a | 0.054428
Consumption in Coke Ovens | 5200 | 5200-Derived heat | KTOE | IT | 2014 | nrg_106a | 0.21771
Consumption in Coke Ovens | 5200 | 5200-Derived heat | KTOE | PL | 2012 | nrg_106a | 0.71594
Consumption in BKB / PB Plants | 5200 | 5200-Derived heat | KTOE | DE | 2014 | nrg_106a | 5.6438
Consumption in BKB / PB Plants | 5200 | 5200-Derived heat | KTOE | LT | 2010 | nrg_106a | 0.0041868
Imports | 2115 | 2115-Anthracite | KTOE | IS | 2011 | nrg_110a | 2.9182
Consumption in Coal Mines | 5200 | 5200-Derived heat | KTOE | SI | 2010 | nrg_110a | 0.079549
Consumption in Coke Ovens | 5200 | 5200-Derived heat | KTOE | IT | 2012 | nrg_110a | 0.087923
Imports | 5200 | 5200-Derived heat | KTOE | DK | 2009 | nrg_100a | 0.15491
Consumption in Oil and gas extraction | 5200 | 5200-Derived heat | KTOE | PL | 2014 | nrg_100a | 0.025121
Consumption in Coal Mines | 5200 | 5200-Derived heat | KTOE | PL | 2009 | nrg_100a | 5.0116
Imports | 2115 | 2115-Anthracite | KTOE | XK | 2012 | nrg_101a | 0.97134
Consumption in Coal Mines | 5200 | 5200-Derived heat | KTOE | UA | 2010 | nrg_106a | 11.5346
Consumption in Coke Ovens | 5200 | 5200-Derived heat | KTOE | UA | 2012 | nrg_106a | 24.049
Consumption in Oil and gas extraction | 5200 | 5200-Derived heat | KTOE | DE | 2011 | nrg_106a | 0.020934
Consumption in Coal Mines | 5200 | 5200-Derived heat | KTOE | DE | 2013 | nrg_100a | 0.25539
Imports | 2115 | 2115-Anthracite | KTOE | AT | 2013 | nrg_101a | 0.054428
Imports | 2115 | 2115-Anthracite | KTOE | BG | 2011 | nrg_101a | 48.0393
Imports | 2115 | 2115-Anthracite | KTOE | RS | 2012 | nrg_101a | 0.35169
Imports | 2115 | 2115-Anthracite | KTOE | PT | 2010 | nrg_101a | 0.37263
Consumption in Gas Works | 5200 | 5200-Derived heat | KTOE | CZ | 2010 | nrg_106a | 3.5797
Imports | 2115 | 2115-Anthracite | KTOE | PT | 2013 | nrg_110a | 0.64895
Consumption in BKB / PB Plants | 5200 | 5200-Derived heat | KTOE | LT | 2013 | nrg_100a | 0.0041868
Imports | 2115 | 2115-Anthracite | KTOE | MK | 2010 | nrg_101a | 0.054428
Consumption in Oil and gas extraction | 5200 | 5200-Derived heat | KTOE | HU | 2014 | nrg_106a | 0.0041868
Imports | 2115 | 2115-Anthracite | KTOE | MK | 2012 | nrg_110a | 0.025121
Imports | 2115 | 2115-Anthracite | KTOE | RO | 2011 | nrg_110a | 3.7807
Consumption in Oil and gas extraction | 5200 | 5200-Derived heat | KTOE | IT | 2012 | nrg_110a | 0.81643
Consumption in Coal Mines | 5200 | 5200-Derived heat | KTOE | EE | 2011 | nrg_110a | 0.046055
Consumption in Coal Mines | 5200 | 5200-Derived heat | KTOE | RO | 2010 | nrg_100a | 0.020934
Primary production | 2115 | 2115-Anthracite | KTOE | DE | 2010 | nrg_101a | 58.6989
Imports | 2115 | 2115-Anthracite | KTOE | LU | 2009 | nrg_101a | 0.56103
Imports | 2115 | 2115-Anthracite | KTOE | NL | 2012 | nrg_101a | 7.5027
Imports | 2115 | 2115-Anthracite | KTOE | SK | 2009 | nrg_101a | 7.1217
Consumption in Coal Mines | 5200 | 5200-Derived heat | KTOE | RO | 2013 | nrg_106a | 0.10048
Consumption in Coal Mines | 5200 | 5200-Derived heat | KTOE | SI | 2011 | nrg_106a | 0.058615
Consumption in Coke Ovens | 5200 | 5200-Derived heat | KTOE | IT | 2011 | nrg_106a | 0.13816
Consumption in Coke Ovens | 5200 | 5200-Derived heat | KTOE | PL | 2009 | nrg_106a | 0.85411
Consumption in BKB / PB Plants | 5200 | 5200-Derived heat | KTOE | DE | 2011 | nrg_106a | 5.9034
Primary production | 2115 | 2115-Anthracite | KTOE | DE | 2012 | nrg_110a | 59.5782
Consumption in BKB / PB Plants | 5200 | 5200-Derived heat | KTOE | BG | 2013 | nrg_110a | 6.1002
Consumption in Oil and gas extraction | 5200 | 5200-Derived heat | KTOE | PL | 2013 | nrg_110a | 0.046055
Consumption in Coke Ovens | 5200 | 5200-Derived heat | KTOE | IT | 2009 | nrg_110a | 0.066989
Consumption in Oil and gas extraction | 5200 | 5200-Derived heat | KTOE | PL | 2011 | nrg_100a | 0.029308
Consumption in Oil and gas extraction | 5200 | 5200-Derived heat | KTOE | RO | 2013 | nrg_100a | 0.050242
Consumption in Coal Mines | 5200 | 5200-Derived heat | KTOE | SI | 2013 | nrg_100a | 0.075362
Consumption in Coal Mines | 5200 | 5200-Derived heat | KTOE | SK | 2013 | nrg_100a | 0.079549
Imports | 2115 | 2115-Anthracite | KTOE | XK | 2009 | nrg_101a | 0.18841
Consumption in Coal Mines | 2115 | 2115-Anthracite | KTOE | UA | 2010 | nrg_101a | 0.025121
Imports | 5200 | 5200-Derived heat | KTOE | DK | 2012 | nrg_106a | 0.1591
Consumption in Coke Ovens | 5200 | 5200-Derived heat | KTOE | UA | 2009 | nrg_106a | 19.8915
Imports | 2115 | 2115-Anthracite | KTOE | UA | 2014 | nrg_110a | 49.488
Consumption in Coal Mines | 5200 | 5200-Derived heat | KTOE | DE | 2010 | nrg_100a | 0.4438
Consumption in Coal Mines | 5200 | 5200-Derived heat | KTOE | UA | 2013 | nrg_100a | 9.4412
Consumption in Coke Ovens | 5200 | 5200-Derived heat | KTOE | SK | 2013 | nrg_100a | 1.256
Consumption in Oil and gas extraction | 5200 | 5200-Derived heat | KTOE | UA | 2013 | nrg_110a | 1.3523
Consumption in Oil and gas extraction | 5200 | 5200-Derived heat | KTOE | UA | 2012 | nrg_100a | 1.7668
Imports | 2115 | 2115-Anthracite | KTOE | BG | 2009 | nrg_110a | 31.4554
Consumption in Gas Works | 5200 | 5200-Derived heat | KTOE | UA | 2011 | nrg_110a | 0.6657
Primary production | 5532 | 5532-Solar thermal | KTOE | SI | 2011 | nrg_110a | 0.37681
Transformation output from BKB / PB Plants | 2230 | 2230-BKB (brown coal briquettes) | KTOE | DE | 2013 | nrg_101a | 139.4581
Transformation output from BKB / PB Plants | 2230 | 2230-BKB (brown coal briquettes) | KTOE | BG | 2009 | nrg_101a | 33.44
Transformation input in BKB / PB Plants | 2310 | 2310-Peat | KTOE | UA | 2010 | nrg_101a | 3.7765
Imports | 2310 | 2310-Peat | KTOE | FI | 2010 | nrg_101a | 0.071176
Imports | 3282 | 3282-Lubricants | KTOE | BG | 2012 | nrg_102a | 1.4821
Imports | 3282 | 3282-Lubricants | KTOE | FI | 2011 | nrg_102a | 7.7707
Imports | 3282 | 3282-Lubricants | KTOE | XK | 2009 | nrg_102a | 0.25121
Imports | 3281 | 3281-White Spirit and SBP | KTOE | DK | 2014 | nrg_102a | 0.39356
Imports | 3281 | 3281-White Spirit and SBP | KTOE | FI | 2009 | nrg_102a | 0.087923
Primary production | 5532 | 5532-Solar thermal | KTOE | MT | 2013 | nrg_107a | 0.17166
Consumption in Coal Mines | 2230 | 2230-BKB (brown coal briquettes) | KTOE | DE | 2012 | nrg_110a | 0.10048
Imports | 2230 | 2230-BKB (brown coal briquettes) | KTOE | BE | 2011 | nrg_110a | 8.6583
Transformation output from BKB / PB Plants | 2230 | 2230-BKB (brown coal briquettes) | KTOE | DE | 2009 | nrg_110a | 115.0407
Transformation input in BKB / PB Plants | 2310 | 2310-Peat | KTOE | LT | 2010 | nrg_110a | 0.09211
Imports | 3281 | 3281-White Spirit and SBP | KTOE | BE | 2013 | nrg_110a | 0.30564
Imports | 3281 | 3281-White Spirit and SBP | KTOE | DK | 2010 | nrg_110a | 0.43543
Imports | 3282 | 3282-Lubricants | KTOE | SI | 2011 | nrg_110a | 0.88341
Imports | 3282 | 3282-Lubricants | KTOE | XK | 2011 | nrg_110a | 0.25121
Imports | 3282 | 3282-Lubricants | KTOE | UK | 2009 | nrg_110a | 22.2612
Primary production | 5532 | 5532-Solar thermal | KTOE | MT | 2013 | nrg_110a | 0.17166
Primary production | 5532 | 5532-Solar thermal | KTOE | SI | 2011 | nrg_107a | 0.37681
Primary production | 5532 | 5532-Solar thermal | KTOE | SK | 2010 | nrg_110a | 0.18003
Primary production | 5532 | 5532-Solar thermal | KTOE | TR | 2012 | nrg_110a | 32.1546
Imports | 3281 | 3281-White Spirit and SBP | KTOE | AL | 2009 | nrg_102a | 1.076
Imports | 3281 | 3281-White Spirit and SBP | KTOE | PL | 2010 | nrg_102a | 1.4821
Transformation input in BKB / PB Plants | 2310 | 2310-Peat | KTOE | EE | 2009 | nrg_110a | 0.76618
Imports | 3281 | 3281-White Spirit and SBP | KTOE | PL | 2012 | nrg_110a | 1.3942
Imports | 3282 | 3282-Lubricants | KTOE | AT | 2010 | nrg_110a | 1.8799
Imports | 2230 | 2230-BKB (brown coal briquettes) | KTOE | RS | 2010 | nrg_101a | 0.18003
Imports | 3281 | 3281-White Spirit and SBP | KTOE | RS | 2012 | nrg_102a | 0.20097
Primary production | 5532 | 5532-Solar thermal | KTOE | PL | 2013 | nrg_107a | 0.64058
Primary production | 5532 | 5532-Solar thermal | KTOE | PT | 2012 | nrg_107a | 2.8219
Imports | 2310 | 2310-Peat | KTOE | SE | 2011 | nrg_110a | 4.6599
Imports | 3281 | 3281-White Spirit and SBP | KTOE | SE | 2010 | nrg_110a | 0.041868
Primary production | 2310 | 2310-Peat | KTOE | AT | 2013 | nrg_101a | 0.0083736
Transformation input in BKB / PB Plants | 2310 | 2310-Peat | KTOE | IE | 2014 | nrg_101a | 4.5636
Primary production | 2310 | 2310-Peat | KTOE | UA | 2009 | nrg_101a | 5.4177
Imports | 2310 | 2310-Peat | KTOE | MK | 2010 | nrg_101a | 0.046055
Imports | 3282 | 3282-Lubricants | KTOE | MK | 2014 | nrg_102a | 0.37681
Primary production | 5532 | 5532-Solar thermal | KTOE | FR | 2014 | nrg_107a | 4.1282
Primary production | 5532 | 5532-Solar thermal | KTOE | HR | 2011 | nrg_107a | 0.25539
Primary production | 5532 | 5532-Solar thermal | KTOE | BE | 2013 | nrg_107a | 0.77874
Primary production | 5532 | 5532-Solar thermal | KTOE | AL | 2013 | nrg_107a | 0.49823
Primary production | 2310 | 2310-Peat | KTOE | UA | 2013 | nrg_110a | 4.5301
Consumption in Coal Mines | 2310 | 2310-Peat | KTOE | EE | 2011 | nrg_110a | 0.38937
Consumption in BKB / PB Plants | 2310 | 2310-Peat | KTOE | IE | 2011 | nrg_110a | 0.48567
Imports | 3282 | 3282-Lubricants | KTOE | MT | 2011 | nrg_110a | 0.20934
Imports | 3282 | 3282-Lubricants | KTOE | RO | 2013 | nrg_110a | 3.6216
Primary production | 5532 | 5532-Solar thermal | KTOE | AT | 2009 | nrg_110a | 5.2712
Imports | 2230 | 2230-BKB (brown coal briquettes) | KTOE | NL | 2010 | nrg_101a | 1.6412
Imports | 2230 | 2230-BKB (brown coal briquettes) | KTOE | SK | 2009 | nrg_101a | 0.020934
Consumption in Coal Mines | 2230 | 2230-BKB (brown coal briquettes) | KTOE | DE | 2010 | nrg_101a | 0.079549
Consumption in BKB / PB Plants | 2230 | 2230-BKB (brown coal briquettes) | KTOE | DE | 2013 | nrg_101a | 0.25958
Transformation input in BKB / PB Plants | 2310 | 2310-Peat | KTOE | FI | 2013 | nrg_101a | 0.30982
Primary production | 2310 | 2310-Peat | KTOE | SE | 2011 | nrg_101a | 9.1984
Consumption in BKB / PB Plants | 2310 | 2310-Peat | KTOE | UA | 2012 | nrg_101a | 0.35169
Imports | 3282 | 3282-Lubricants | KTOE | IS | 2012 | nrg_102a | 0.16747
Imports | 3282 | 3282-Lubricants | KTOE | LT | 2009 | nrg_102a | 1.1765
Imports | 3282 | 3282-Lubricants | KTOE | MD | 2010 | nrg_102a | 0.37681
Imports | 3281 | 3281-White Spirit and SBP | KTOE | FR | 2012 | nrg_102a | 2.7465
Imports | 3281 | 3281-White Spirit and SBP | KTOE | IS | 2012 | nrg_102a | 0.041868
Primary production | 5532 | 5532-Solar thermal | KTOE | RO | 2013 | nrg_107a | 0.0083736
Primary production | 5532 | 5532-Solar thermal | KTOE | SE | 2009 | nrg_107a | 0.41449
Imports | 2230 | 2230-BKB (brown coal briquettes) | KTOE | DE | 2012 | nrg_110a | 1.1597
Imports | 2230 | 2230-BKB (brown coal briquettes) | KTOE | CZ | 2009 | nrg_110a | 2.6209
Consumption in Oil and gas extraction | 3200 | 3200-All petroleum products | KTOE | RO | 2010 | nrg_102a | 2.6963
Transformation input in Gas Works | 3200 | 3200-All petroleum products | KTOE | ES | 2012 | nrg_102a | 2.1436
Consumption in Coal Mines | 3200 | 3200-All petroleum products | KTOE | NO | 2012 | nrg_102a | 0.21353
Consumption in Coke Ovens | 3200 | 3200-All petroleum products | KTOE | BE | 2014 | nrg_102a | 0.041868
Consumption in Coal Mines | 4210 | 4210-Coke Oven Gas | KTOE | PL | 2013 | nrg_103a | 0.12142
Consumption in Coke Ovens | 4210 | 4210-Coke Oven Gas | KTOE | BE | 2012 | nrg_103a | 5.7066
Consumption in Coke Ovens | 4210 | 4210-Coke Oven Gas | KTOE | SE | 2012 | nrg_103a | 3.5044
Primary production | 5510 | 5510-Hydro power | KTOE | BG | 2013 | nrg_107a | 14.6873
Primary production | 5510 | 5510-Hydro power | KTOE | CZ | 2009 | nrg_107a | 8.7462
Primary production | 5510 | 5510-Hydro power | KTOE | FI | 2009 | nrg_107a | 45.6696
Primary production | 5510 | 5510-Hydro power | KTOE | IS | 2011 | nrg_107a | 45.0248
Primary production | 5510 | 5510-Hydro power | KTOE | UA | 2012 | nrg_107a | 37.7231
Primary production | 5550 | 5550-Geothermal Energy | KTOE | IS | 2009 | nrg_107a | 153.823
Primary production | 5550 | 5550-Geothermal Energy | KTOE | HU | 2010 | nrg_107a | 4.1282
Primary production | 5550 | 5550-Geothermal Energy | KTOE | RS | 2009 | nrg_107a | 0.20515
Consumption in Coke Ovens | 4210 | 4210-Coke Oven Gas | KTOE | AT | 2012 | nrg_110a | 1.3984
Consumption in Coke Ovens | 4210 | 4210-Coke Oven Gas | KTOE | NL | 2012 | nrg_110a | 6.2969
Primary production | 5510 | 5510-Hydro power | KTOE | BG | 2013 | nrg_110a | 14.6873
Primary production | 5510 | 5510-Hydro power | KTOE | CZ | 2011 | nrg_110a | 7.0673
Primary production | 5510 | 5510-Hydro power | KTOE | EL | 2014 | nrg_110a | 16.115
Primary production | 5510 | 5510-Hydro power | KTOE | ES | 2010 | nrg_110a | 152.2948
Primary production | 5510 | 5510-Hydro power | KTOE | FI | 2012 | nrg_110a | 60.6919
Primary production | 5510 | 5510-Hydro power | KTOE | IE | 2009 | nrg_110a | 3.249
Primary production | 5510 | 5510-Hydro power | KTOE | RS | 2010 | nrg_110a | 42.8058
Primary production | 5510 | 5510-Hydro power | KTOE | SE | 2010 | nrg_110a | 239.0328
Primary production | 5510 | 5510-Hydro power | KTOE | UA | 2010 | nrg_110a | 47.3485
Primary production | 5550 | 5550-Geothermal Energy | KTOE | CY | 2010 | nrg_110a | 0.033494
Primary production | 5550 | 5550-Geothermal Energy | KTOE | EL | 2010 | nrg_110a | 0.66989
Transformation output from BKB / PB Plants | 2330 | 2330-Peat products | KTOE | EE | 2014 | nrg_101a | 1.2393
Transformation output from BKB / PB Plants | 2330 | 2330-Peat products | KTOE | IE | 2010 | nrg_101a | 4.7604
Imports | 3200 | 3200-All petroleum products | KTOE | BG | 2012 | nrg_102a | 70.9537
Imports | 3200 | 3200-All petroleum products | KTOE | SK | 2012 | nrg_102a | 52.5192
Consumption in Coal Mines | 3200 | 3200-All petroleum products | KTOE | CZ | 2013 | nrg_102a | 0.68664
Consumption in Coal Mines | 3200 | 3200-All petroleum products | KTOE | UA | 2011 | nrg_102a | 1.5742
Consumption in Oil and gas extraction | 3200 | 3200-All petroleum products | KTOE | AL | 2010 | nrg_102a | 0.49404
Transformation output from Coke Ovens | 4210 | 4210-Coke Oven Gas | KTOE | BE | 2012 | nrg_103a | 13.6532
Consumption in Coke Ovens | 4210 | 4210-Coke Oven Gas | KTOE | ES | 2012 | nrg_103a | 6.3849
Consumption in Coke Ovens | 4210 | 4210-Coke Oven Gas | KTOE | SK | 2010 | nrg_103a | 1.7961
Consumption in Coke Ovens | 4210 | 4210-Coke Oven Gas | KTOE | TR | 2010 | nrg_103a | 5.0911
Primary production | 5510 | 5510-Hydro power | KTOE | NL | 2010 | nrg_107a | 0.37681
Primary production | 5550 | 5550-Geothermal Energy | KTOE | LT | 2011 | nrg_107a | 0.13398
Consumption in Coal Mines | 2330 | 2330-Peat products | KTOE | UA | 2010 | nrg_110a | 0.020934
Consumption in Coke Ovens | 4210 | 4210-Coke Oven Gas | KTOE | UK | 2012 | nrg_110a | 12.3636
Transformation output from Coke Ovens | 4210 | 4210-Coke Oven Gas | KTOE | CZ | 2010 | nrg_110a | 18.1288
Transformation output from Coke Ovens | 4210 | 4210-Coke Oven Gas | KTOE | BE | 2014 | nrg_110a | 11.2751
Primary production | 5510 | 5510-Hydro power | KTOE | MK | 2009 | nrg_110a | 4.572
Primary production | 5550 | 5550-Geothermal Energy | KTOE | NL | 2012 | nrg_110a | 0.49404
Primary production | 5550 | 5550-Geothermal Energy | KTOE | SI | 2011 | nrg_110a | 1.2393
Primary production | 5510 | 5510-Hydro power | KTOE | SI | 2009 | nrg_107a | 16.9733
Primary production | 5550 | 5550-Geothermal Energy | KTOE | SI | 2013 | nrg_107a | 1.3272
Primary production | 5510 | 5510-Hydro power | KTOE | SI | 2014 | nrg_110a | 21.9305
Primary production | 5550 | 5550-Geothermal Energy | KTOE | SK | 2011 | nrg_110a | 0.26796
Primary production | 5510 | 5510-Hydro power | KTOE | SK | 2009 | nrg_107a | 15.7256
Primary production | 5550 | 5550-Geothermal Energy | KTOE | TR | 2012 | nrg_110a | 93.6378
Primary production | 5510 | 5510-Hydro power | KTOE | TR | 2010 | nrg_107a | 186.4675
Imports | 3200 | 3200-All petroleum products | KTOE | AL | 2013 | nrg_102a | 64.3469
Imports | 3200 | 3200-All petroleum products | KTOE | NO | 2012 | nrg_102a | 178.6549
Imports | 3200 | 3200-All petroleum products | KTOE | PL | 2014 | nrg_102a | 209.608
Imports | 3200 | 3200-All petroleum products | KTOE | EE | 2012 | nrg_102a | 94.45
Consumption in Gas Works | 3200 | 3200-All petroleum products | KTOE | UA | 2009 | nrg_102a | 0.17166
Consumption in Pipeline transport | 3200 | 3200-All petroleum products | KTOE | PL | 2014 | nrg_102a | 0.041868
Primary production | 5510 | 5510-Hydro power | KTOE | MK | 2013 | nrg_107a | 5.7024
Imports | 3283 | 3283-Bitumen | KTOE | LU | 2013 | nrg_110a | 1.0844
Primary production | 5546 | 5546-Biogasoline | KTOE | BE | 2010 | nrg_110a | 2.0934
Primary production | 5546 | 5546-Biogasoline | KTOE | DE | 2012 | nrg_110a | 16.4834
Primary production | 5546 | 5546-Biogasoline | KTOE | HU | 2012 | nrg_110a | 6.3932
Imports | 5546 | 5546-Biogasoline | KTOE | DE | 2013 | nrg_110a | 16.9314
Imports | 5546 | 5546-Biogasoline | KTOE | HR | 2012 | nrg_110a | 0.054428
Imports | 5546 | 5546-Biogasoline | KTOE | LV | 2009 | nrg_110a | 0.079549
Imports | 5546 | 5546-Biogasoline | KTOE | NL | 2010 | nrg_110a | 5.4261
Imports | 5546 | 5546-Biogasoline | KTOE | SK | 2013 | nrg_110a | 0.25539
Imports | 3283 | 3283-Bitumen | KTOE | AT | 2009 | nrg_102a | 11.744
Imports | 3283 | 3283-Bitumen | KTOE | FI | 2014 | nrg_102a | 1.0132
Imports | 3283 | 3283-Bitumen | KTOE | SE | 2009 | nrg_102a | 3.5504
Imports | 3283 | 3283-Bitumen | KTOE | SI | 2012 | nrg_102a | 2.4953
Imports | 5546 | 5546-Biogasoline | KTOE | BE | 2014 | nrg_107a | 0.17585
Imports | 5546 | 5546-Biogasoline | KTOE | FI | 2013 | nrg_107a | 2.3781
Imports | 5546 | 5546-Biogasoline | KTOE | UK | 2012 | nrg_107a | 14.4612
Imports | 3283 | 3283-Bitumen | KTOE | DK | 2014 | nrg_110a | 8.2396
Imports | 3283 | 3283-Bitumen | KTOE | SK | 2009 | nrg_110a | 5.6564
Primary production | 5546 | 5546-Biogasoline | KTOE | IT | 2011 | nrg_110a | 2.6754
Imports | 5546 | 5546-Biogasoline | KTOE | BE | 2012 | nrg_110a | 0.17166
Imports | 5546 | 5546-Biogasoline | KTOE | AT | 2013 | nrg_110a | 1.4947
Primary production | 5546 | 5546-Biogasoline | KTOE | SK | 2009 | nrg_107a | 2.1143
Imports | 5546 | 5546-Biogasoline | KTOE | NO | 2014 | nrg_107a | 0.41031
Imports | 3283 | 3283-Bitumen | KTOE | NO | 2012 | nrg_110a | 15.0139
Imports | 5546 | 5546-Biogasoline | KTOE | NO | 2013 | nrg_110a | 0.45217
Imports | 3283 | 3283-Bitumen | KTOE | CY | 2011 | nrg_102a | 2.4116
Imports | 3283 | 3283-Bitumen | KTOE | RS | 2009 | nrg_102a | 0.80387
Imports | 3283 | 3283-Bitumen | KTOE | RS | 2013 | nrg_110a | 0.32238
Primary production | 5546 | 5546-Biogasoline | KTOE | PL | 2013 | nrg_110a | 5.0995
Imports | 5546 | 5546-Biogasoline | KTOE | RO | 2010 | nrg_110a | 0.47311
Imports | 3283 | 3283-Bitumen | KTOE | ME | 2011 | nrg_102a | 0.33494
Imports | 3283 | 3283-Bitumen | KTOE | ME | 2013 | nrg_110a | 0.33494
Imports | 3283 | 3283-Bitumen | KTOE | PT | 2012 | nrg_110a | 7.3311
Primary production | 5546 | 5546-Biogasoline | KTOE | AT | 2013 | nrg_110a | 3.1275
Primary production | 5546 | 5546-Biogasoline | KTOE | FR | 2014 | nrg_110a | 20.6367
Primary production | 5546 | 5546-Biogasoline | KTOE | FI | 2013 | nrg_110a | 0.59871
Imports | 5546 | 5546-Biogasoline | KTOE | EE | 2011 | nrg_110a | 0.1591
Imports | 3283 | 3283-Bitumen | KTOE | DE | 2011 | nrg_102a | 13.1466
Imports | 3283 | 3283-Bitumen | KTOE | IE | 2014 | nrg_102a | 7.0883
Imports | 3283 | 3283-Bitumen | KTOE | HR | 2009 | nrg_102a | 3.9523
Imports | 3283 | 3283-Bitumen | KTOE | SK | 2011 | nrg_102a | 6.1713
Primary production | 5546 | 5546-Biogasoline | KTOE | ES | 2011 | nrg_107a | 9.8474
Imports | 5546 | 5546-Biogasoline | KTOE | IT | 2010 | nrg_107a | 2.1101
Imports | 5546 | 5546-Biogasoline | KTOE | HR | 2009 | nrg_107a | 0.10467
Imports | 5546 | 5546-Biogasoline | KTOE | LT | 2013 | nrg_107a | 0.20515
Imports | 3283 | 3283-Bitumen | KTOE | HU | 2014 | nrg_110a | 2.3739
Imports | 3283 | 3283-Bitumen | KTOE | LT | 2010 | nrg_110a | 1.792
Imports | 3283 | 3283-Bitumen | KTOE | LV | 2010 | nrg_110a | 2.0097
Imports | 3283 | 3283-Bitumen | KTOE | TR | 2012 | nrg_110a | 5.0828
Imports | 3283 | 3283-Bitumen | KTOE | UA | 2010 | nrg_110a | 3.0019
Primary production | 5546 | 5546-Biogasoline | KTOE | ES | 2013 | nrg_110a | 9.6799
Primary production | 5546 | 5546-Biogasoline | KTOE | RO | 2012 | nrg_110a | 1.7794
Primary production | 5546 | 5546-Biogasoline | KTOE | SE | 2009 | nrg_110a | 8.3066
Imports | 5546 | 5546-Biogasoline | KTOE | LT | 2009 | nrg_110a | 0.09211
Imports | 5546 | 5546-Biogasoline | KTOE | LU | 2009 | nrg_110a | 0.025121
Imports | 3283 | 3283-Bitumen | KTOE | BE | 2014 | nrg_102a | 2.3027
Imports | 3283 | 3283-Bitumen | KTOE | DK | 2012 | nrg_102a | 9.0728
Imports | 5546 | 5546-Biogasoline | KTOE | SI | 2013 | nrg_107a | 0.3182
Imports | 5546 | 5546-Biogasoline | KTOE | SK | 2011 | nrg_107a | 0.48567
Imports | 3283 | 3283-Bitumen | KTOE | BE | 2009 | nrg_110a | 3.5085
Primary production | 5546 | 5546-Biogasoline | KTOE | LT | 2010 | nrg_110a | 0.9839
Imports | 5546 | 5546-Biogasoline | KTOE | UK | 2009 | nrg_110a | 5.1958
Imports | 5546 | 5546-Biogasoline | KTOE | NO | 2013 | nrg_107a | 0.45217
Imports | 3283 | 3283-Bitumen | KTOE | NO | 2011 | nrg_110a | 14.9762
Imports | 5546 | 5546-Biogasoline | KTOE | NO | 2012 | nrg_110a | 0.38519
Imports | 3283 | 3283-Bitumen | KTOE | CY | 2010 | nrg_102a | 2.734
Imports | 3283 | 3283-Bitumen | KTOE | PT | 2011 | nrg_110a | 9.4789
Imports | 3283 | 3283-Bitumen | KTOE | RS | 2012 | nrg_110a | 0.64477
Primary production | 5546 | 5546-Biogasoline | KTOE | PL | 2012 | nrg_110a | 4.6055
Imports | 3283 | 3283-Bitumen | KTOE | ME | 2010 | nrg_102a | 0.5694
Imports | 5546 | 5546-Biogasoline | KTOE | EE | 2014 | nrg_107a | 0.24283
Imports | 3283 | 3283-Bitumen | KTOE | ES | 2014 | nrg_110a | 1.0928
Imports | 3283 | 3283-Bitumen | KTOE | ME | 2012 | nrg_110a | 0.30145
Consumption in Gas Works | 5200 | 5200-Derived heat | KTOE | UA | 2011 | nrg_100a | 0.6657
Primary production | 2115 | 2115-Anthracite | KTOE | UA | 2013 | nrg_101a | 375.9453
Consumption in Coal Mines | 5200 | 5200-Derived heat | KTOE | RO | 2009 | nrg_110a | 0.025121
Imports | 2115 | 2115-Anthracite | KTOE | DE | 2011 | nrg_101a | 48.7134
Imports | 2115 | 2115-Anthracite | KTOE | HR | 2013 | nrg_101a | 0.083736
Imports | 2115 | 2115-Anthracite | KTOE | IS | 2014 | nrg_101a | 2.8052
Consumption in Coke Ovens | 5200 | 5200-Derived heat | KTOE | CZ | 2009 | nrg_106a | 2.1353
Consumption in BKB / PB Plants | 5200 | 5200-Derived heat | KTOE | LT | 2013 | nrg_106a | 0.0041868
Primary production | 2115 | 2115-Anthracite | KTOE | ES | 2011 | nrg_110a | 47.449
Imports | 2115 | 2115-Anthracite | KTOE | IS | 2014 | nrg_110a | 2.8052
Consumption in Gas Works | 5200 | 5200-Derived heat | KTOE | PL | 2010 | nrg_110a | 0.046055
Consumption in Coal Mines | 5200 | 5200-Derived heat | KTOE | SI | 2013 | nrg_110a | 0.075362
Consumption in Coal Mines | 5200 | 5200-Derived heat | KTOE | SK | 2011 | nrg_110a | 0.10886
Consumption in Coke Ovens | 5200 | 5200-Derived heat | KTOE | CZ | 2011 | nrg_110a | 1.7668
Imports | 5200 | 5200-Derived heat | KTOE | DK | 2012 | nrg_100a | 0.1591
Consumption in Coal Mines | 5200 | 5200-Derived heat | KTOE | IT | 2014 | nrg_100a | 0.01256
Consumption in Coal Mines | 5200 | 5200-Derived heat | KTOE | PL | 2012 | nrg_100a | 4.9865
Consumption in BKB / PB Plants | 5200 | 5200-Derived heat | KTOE | DE | 2011 | nrg_100a | 5.9034
Consumption in Coal Mines | 5200 | 5200-Derived heat | KTOE | UA | 2013 | nrg_106a | 9.4412
Consumption in Oil and gas extraction | 5200 | 5200-Derived heat | KTOE | DE | 2014 | nrg_106a | 0.029308
Imports | 2115 | 2115-Anthracite | KTOE | BE | 2011 | nrg_110a | 18.5852
Imports | 2115 | 2115-Anthracite | KTOE | FI | 2013 | nrg_110a | 0.029308
Imports | 5200 | 5200-Derived heat | KTOE | DK | 2011 | nrg_110a | 0.15072
Consumption in Coke Ovens | 5200 | 5200-Derived heat | KTOE | SK | 2011 | nrg_110a | 1.1304
Consumption in Coal Mines | 5200 | 5200-Derived heat | KTOE | BG | 2011 | nrg_110a | 0.0041868
Consumption in Coke Ovens | 5200 | 5200-Derived heat | KTOE | UA | 2010 | nrg_100a | 22.1649
Consumption in Oil and gas extraction | 5200 | 5200-Derived heat | KTOE | UA | 2012 | nrg_110a | 1.7668
Consumption in Oil and gas extraction | 5200 | 5200-Derived heat | KTOE | UA | 2011 | nrg_100a | 1.704
Consumption in Gas Works | 5200 | 5200-Derived heat | KTOE | UA | 2010 | nrg_110a | 0.68245
Consumption in Gas Works | 5200 | 5200-Derived heat | KTOE | UA | 2010 | nrg_100a | 0.68245
Primary production | 2115 | 2115-Anthracite | KTOE | UA | 2012 | nrg_101a | 379.927
Consumption in Coal Mines | 5200 | 5200-Derived heat | KTOE | EE | 2013 | nrg_106a | 0.046055
Imports | 2115 | 2115-Anthracite | KTOE | DE | 2010 | nrg_101a | 33.934
Imports | 2115 | 2115-Anthracite | KTOE | HR | 2011 | nrg_101a | 0.054428
Imports | 2115 | 2115-Anthracite | KTOE | LU | 2014 | nrg_101a | 0.29308
Imports | 2115 | 2115-Anthracite | KTOE | IS | 2013 | nrg_101a | 3.3662
Imports | 2115 | 2115-Anthracite | KTOE | SK | 2014 | nrg_101a | 6.23
Consumption in Coke Ovens | 5200 | 5200-Derived heat | KTOE | PL | 2014 | nrg_106a | 0.79968
Consumption in BKB / PB Plants | 5200 | 5200-Derived heat | KTOE | LT | 2012 | nrg_106a | 0.0041868
Primary production | 2115 | 2115-Anthracite | KTOE | ES | 2010 | nrg_110a | 58.4687
Imports | 2115 | 2115-Anthracite | KTOE | IS | 2013 | nrg_110a | 3.3662
Consumption in BKB / PB Plants | 5200 | 5200-Derived heat | KTOE | CZ | 2010 | nrg_110a | 0.40612
Consumption in Gas Works | 5200 | 5200-Derived heat | KTOE | PL | 2009 | nrg_110a | 0.033494
Consumption in Coal Mines | 5200 | 5200-Derived heat | KTOE | SI | 2012 | nrg_110a | 0.066989
Consumption in Coal Mines | 5200 | 5200-Derived heat | KTOE | SK | 2010 | nrg_110a | 0.12142
Consumption in Coke Ovens | 5200 | 5200-Derived heat | KTOE | CZ | 2010 | nrg_110a | 2.2525
Consumption in Coke Ovens | 5200 | 5200-Derived heat | KTOE | IT | 2014 | nrg_110a | 0.21771
Imports | 5200 | 5200-Derived heat | KTOE | DK | 2011 | nrg_100a | 0.15072
Consumption in Coal Mines | 5200 | 5200-Derived heat | KTOE | IT | 2013 | nrg_100a | 0.066989
Consumption in Coal Mines | 5200 | 5200-Derived heat | KTOE | PL | 2011 | nrg_100a | 4.618
Consumption in BKB / PB Plants | 5200 | 5200-Derived heat | KTOE | DE | 2010 | nrg_100a | 0.43543
Consumption in Coal Mines | 5200 | 5200-Derived heat | KTOE | UA | 2012 | nrg_106a | 11.4844
Consumption in Coke Ovens | 5200 | 5200-Derived heat | KTOE | UA | 2014 | nrg_106a | 10.4628
Consumption in Oil and gas extraction | 5200 | 5200-Derived heat | KTOE | DE | 2013 | nrg_106a | 0.029308
Imports | 2115 | 2115-Anthracite | KTOE | BE | 2010 | nrg_110a | 21.9598
Imports | 5200 | 5200-Derived heat | KTOE | DK | 2010 | nrg_110a | 0.17585
Consumption in Coke Ovens | 5200 | 5200-Derived heat | KTOE | SK | 2010 | nrg_110a | 0.92947
Consumption in Coal Mines | 5200 | 5200-Derived heat | KTOE | BG | 2010 | nrg_110a | 0.029308
Consumption in Coke Ovens | 5200 | 5200-Derived heat | KTOE | UA | 2009 | nrg_100a | 19.8915
Imports | 2115 | 2115-Anthracite | KTOE | AT | 2014 | nrg_101a | 0.054428
Imports | 2115 | 2115-Anthracite | KTOE | BG | 2012 | nrg_101a | 31.3591
Imports | 2115 | 2115-Anthracite | KTOE | RS | 2013 | nrg_101a | 0.52754
Consumption in Gas Works | 5200 | 5200-Derived heat | KTOE | CZ | 2011 | nrg_106a | 3.5965
Consumption in BKB / PB Plants | 5200 | 5200-Derived heat | KTOE | LT | 2014 | nrg_100a | 0.0041868
Imports | 2115 | 2115-Anthracite | KTOE | MK | 2011 | nrg_101a | 0.046055
Imports | 2115 | 2115-Anthracite | KTOE | PT | 2011 | nrg_101a | 0.66151
Imports | 5544 | 5544-Charcoal | KTOE | LT | 2009 | nrg_107a | 0.062802
Imports | 3220 | 3220-Liquified petroleum gas (LPG) | KTOE | DE | 2012 | nrg_110a | 50.0825
Imports | 3220 | 3220-Liquified petroleum gas (LPG) | KTOE | IT | 2014 | nrg_110a | 101.3834
Imports | 3220 | 3220-Liquified petroleum gas (LPG) | KTOE | IS | 2011 | nrg_110a | 0.13816
Imports | 3220 | 3220-Liquified petroleum gas (LPG) | KTOE | HU | 2009 | nrg_110a | 3.5713
Imports | 3220 | 3220-Liquified petroleum gas (LPG) | KTOE | LU | 2014 | nrg_110a | 0.41449
Imports | 5544 | 5544-Charcoal | KTOE | IT | 2009 | nrg_110a | 2.3404
Imports | 5544 | 5544-Charcoal | KTOE | HR | 2013 | nrg_110a | 0.083736
Imports | 5544 | 5544-Charcoal | KTOE | LV | 2011 | nrg_110a | 0.058615
Imports | 3220 | 3220-Liquified petroleum gas (LPG) | KTOE | BE | 2010 | nrg_102a | 77.6944
Imports | 3220 | 3220-Liquified petroleum gas (LPG) | KTOE | SE | 2014 | nrg_102a | 50.6017
Imports | 3220 | 3220-Liquified petroleum gas (LPG) | KTOE | SI | 2013 | nrg_102a | 3.5002
Imports | 3220 | 3220-Liquified petroleum gas (LPG) | KTOE | UA | 2014 | nrg_102a | 19.8245
Imports | 5544 | 5544-Charcoal | KTOE | BE | 2012 | nrg_107a | 0.26377
Imports | 3220 | 3220-Liquified petroleum gas (LPG) | KTOE | DK | 2013 | nrg_110a | 0.82899
Imports | 3220 | 3220-Liquified petroleum gas (LPG) | KTOE | FI | 2009 | nrg_110a | 10.3498
Imports | 3260 | 3260-Gas/diesel oil (without bio components) | KTOE | IS | 2009 | nrg_102a | 15.3991
Imports | 3260 | 3260-Gas/diesel oil (without bio components) | KTOE | MD | 2014 | nrg_102a | 19.6068
Imports | 3260 | 3260-Gas/diesel oil (without bio components) | KTOE | NL | 2011 | nrg_102a | 784.1416
Consumption in Oil and gas extraction | 3260 | 3260-Gas/diesel oil (without bio components) | KTOE | NL | 2013 | nrg_102a | 0.17166
Consumption in Coke Ovens | 3260 | 3260-Gas/diesel oil (without bio components) | KTOE | BE | 2011 | nrg_102a | 0.041868
Imports | 3260 | 3260-Gas/diesel oil (without bio components) | KTOE | HR | 2013 | nrg_110a | 33.6116
Imports | 3260 | 3260-Gas/diesel oil (without bio components) | KTOE | MD | 2012 | nrg_110a | 17.0738
Imports | 3260 | 3260-Gas/diesel oil (without bio components) | KTOE | NL | 2011 | nrg_110a | 784.1416
Imports | 3260 | 3260-Gas/diesel oil (without bio components) | KTOE | TR | 2013 | nrg_110a | 511.1915
Consumption in Oil and gas extraction | 3260 | 3260-Gas/diesel oil (without bio components) | KTOE | PL | 2013 | nrg_110a | 0.51916
Consumption in Oil and gas extraction | 3260 | 3260-Gas/diesel oil (without bio components) | KTOE | UK | 2010 | nrg_110a | 20.9759
Imports | 3260 | 3260-Gas/diesel oil (without bio components) | KTOE | DK | 2012 | nrg_102a | 84.0333
Imports | 3260 | 3260-Gas/diesel oil (without bio components) | KTOE | FI | 2009 | nrg_102a | 97.6697
Imports | 3260 | 3260-Gas/diesel oil (without bio components) | KTOE | SI | 2011 | nrg_102a | 95.2539
Imports | 3260 | 3260-Gas/diesel oil (without bio components) | KTOE | XK | 2011 | nrg_102a | 13.0419
Imports | 3260 | 3260-Gas/diesel oil (without bio components) | KTOE | AT | 2009 | nrg_110a | 172.9107
Imports | 3260 | 3260-Gas/diesel oil (without bio components) | KTOE | FI | 2010 | nrg_110a | 78.2555
Imports | 3260 | 3260-Gas/diesel oil (without bio components) | KTOE | UK | 2011 | nrg_110a | 386.1151
Imports | 3260 | 3260-Gas/diesel oil (without bio components) | KTOE | AT | 2011 | nrg_102a | 168.7699
Imports | 3260 | 3260-Gas/diesel oil (without bio components) | KTOE | AL | 2011 | nrg_110a | 26.963
Imports | 3260 | 3260-Gas/diesel oil (without bio components) | KTOE | PL | 2010 | nrg_110a | 91.6239
Imports | 3260 | 3260-Gas/diesel oil (without bio components) | KTOE | CY | 2009 | nrg_102a | 27.0132
Imports | 3260 | 3260-Gas/diesel oil (without bio components) | KTOE | RO | 2013 | nrg_102a | 47.3988
Consumption in Coal Mines | 3260 | 3260-Gas/diesel oil (without bio components) | KTOE | EE | 2014 | nrg_102a | 0.63639
Consumption in Pipeline transport | 3260 | 3260-Gas/diesel oil (without bio components) | KTOE | PL | 2012 | nrg_102a | 0.041868
Imports | 3260 | 3260-Gas/diesel oil (without bio components) | KTOE | RS | 2013 | nrg_110a | 17.3585
Consumption in Coal Mines | 3260 | 3260-Gas/diesel oil (without bio components) | KTOE | ES | 2014 | nrg_110a | 0.77037
Imports | 3260 | 3260-Gas/diesel oil (without bio components) | KTOE | MT | 2012 | nrg_102a | 17.8441
Imports | 3260 | 3260-Gas/diesel oil (without bio components) | KTOE | ES | 2010 | nrg_110a | 463.3615
Imports | 3260 | 3260-Gas/diesel oil (without bio components) | KTOE | EE | 2013 | nrg_110a | 30.1617
Imports | 3260 | 3260-Gas/diesel oil (without bio components) | KTOE | EL | 2011 | nrg_110a | 124.0674
Imports | 3260 | 3260-Gas/diesel oil (without bio components) | KTOE | MT | 2012 | nrg_110a | 17.8441
Consumption in Coal Mines | 3260 | 3260-Gas/diesel oil (without bio components) | KTOE | EE | 2014 | nrg_110a | 0.63639
Imports | 3260 | 3260-Gas/diesel oil (without bio components) | KTOE | IT | 2011 | nrg_102a | 109.7821
Imports | 3260 | 3260-Gas/diesel oil (without bio components) | KTOE | MD | 2013 | nrg_102a | 19.5189
Imports | 3260 | 3260-Gas/diesel oil (without bio components) | KTOE | NL | 2010 | nrg_102a | 805.1091
Imports | 3260 | 3260-Gas/diesel oil (without bio components) | KTOE | TR | 2014 | nrg_102a | 558.2009
Consumption in Oil and gas extraction | 3260 | 3260-Gas/diesel oil (without bio components) | KTOE | NL | 2012 | nrg_102a | 0.17166
Consumption in Oil and gas extraction | 3260 | 3260-Gas/diesel oil (without bio components) | KTOE | NO | 2014 | nrg_102a | 10.601
Consumption in Coke Ovens | 3260 | 3260-Gas/diesel oil (without bio components) | KTOE | BE | 2010 | nrg_102a | 0.041868
Imports | 3260 | 3260-Gas/diesel oil (without bio components) | KTOE | HR | 2012 | nrg_110a | 29.6425
Imports | 3260 | 3260-Gas/diesel oil (without bio components) | KTOE | MD | 2011 | nrg_110a | 19.0918
Imports | 3260 | 3260-Gas/diesel oil (without bio components) | KTOE | NL | 2010 | nrg_110a | 805.1091
Imports | 3260 | 3260-Gas/diesel oil (without bio components) | KTOE | TR | 2012 | nrg_110a | 485.1538
Consumption in Oil and gas extraction | 3260 | 3260-Gas/diesel oil (without bio components) | KTOE | RO | 2014 | nrg_110a | 1.5282
Consumption in Oil and gas extraction | 3260 | 3260-Gas/diesel oil (without bio components) | KTOE | PL | 2012 | nrg_110a | 0.21771
Consumption in Oil and gas extraction | 3260 | 3260-Gas/diesel oil (without bio components) | KTOE | UK | 2009 | nrg_110a | 19.477
Consumption in Coke Ovens | 3260 | 3260-Gas/diesel oil (without bio components) | KTOE | BE | 2014 | nrg_110a | 0.041868
Imports | 3260 | 3260-Gas/diesel oil (without bio components) | KTOE | DK | 2011 | nrg_102a | 97.184
Imports | 3260 | 3260-Gas/diesel oil (without bio components) | KTOE | SI | 2010 | nrg_102a | 91.9714
Imports | 3260 | 3260-Gas/diesel oil (without bio components) | KTOE | XK | 2010 | nrg_102a | 12.1836
Imports | 3260 | 3260-Gas/diesel oil (without bio components) | KTOE | FI | 2009 | nrg_110a | 97.6697
Imports | 3260 | 3260-Gas/diesel oil (without bio components) | KTOE | UK | 2010 | nrg_110a | 357.9923
Imports | 3260 | 3260-Gas/diesel oil (without bio components) | KTOE | NO | 2013 | nrg_102a | 55.4709
Imports | 3191 | 3191-Refinery feedstocks | KTOE | ES | 2011 | nrg_102a | 181.4768
Imports | 3247 | 3247-Kerosene type jet fuel (without bio components) | KTOE | MK | 2010 | nrg_102a | 0.041868
Imports | 3247 | 3247-Kerosene type jet fuel (without bio components) | KTOE | PT | 2014 | nrg_102a | 4.6432
Imports | 3247 | 3247-Kerosene type jet fuel (without bio components) | KTOE | RO | 2014 | nrg_102a | 0.77874
Imports | 3285 | 3285-Petroleum coke | KTOE | ME | 2009 | nrg_102a | 0.83736
Imports | 3285 | 3285-Petroleum coke | KTOE | RO | 2012 | nrg_102a | 6.8622
Imports | 3285 | 3285-Petroleum coke | KTOE | ES | 2013 | nrg_102a | 32.8622
Primary production | 2117 | 2117-Other Bituminous Coal | KTOE | UA | 2009 | nrg_110a | 548.3996
Imports | 2117 | 2117-Other Bituminous Coal | KTOE | MK | 2010 | nrg_110a | 0.054428
Imports | 2117 | 2117-Other Bituminous Coal | KTOE | PT | 2009 | nrg_110a | 127.1406
Transformation input in Patent Fuel Plants | 2117 | 2117-Other Bituminous Coal | KTOE | UK | 2014 | nrg_110a | 6.5816
Imports | 3191 | 3191-Refinery feedstocks | KTOE | EL | 2009 | nrg_110a | 113.9563
Imports | 3191 | 3191-Refinery feedstocks | KTOE | ES | 2011 | nrg_110a | 181.4768
Imports | 3247 | 3247-Kerosene type jet fuel (without bio components) | KTOE | MT | 2010 | nrg_110a | 4.0403
Imports | 3285 | 3285-Petroleum coke | KTOE | ES | 2009 | nrg_110a | 129.4391
Imports | 3285 | 3285-Petroleum coke | KTOE | NL | 2012 | nrg_110a | 43.279
Primary production | 2117 | 2117-Other Bituminous Coal | KTOE | BG | 2013 | nrg_101a | 0.12142
Primary production | 2117 | 2117-Other Bituminous Coal | KTOE | DE | 2014 | nrg_101a | 32.4058
Imports | 2117 | 2117-Other Bituminous Coal | KTOE | CZ | 2009 | nrg_101a | 25.8074
Imports | 2117 | 2117-Other Bituminous Coal | KTOE | FR | 2010 | nrg_101a | 337.0625
Imports | 2117 | 2117-Other Bituminous Coal | KTOE | IE | 2010 | nrg_101a | 38.5855
Imports | 2117 | 2117-Other Bituminous Coal | KTOE | MD | 2009 | nrg_101a | 0.86248
Imports | 2117 | 2117-Other Bituminous Coal | KTOE | LV | 2012 | nrg_101a | 3.6425
Imports | 2117 | 2117-Other Bituminous Coal | KTOE | NL | 2009 | nrg_101a | 416.8252
Imports | 3191 | 3191-Refinery feedstocks | KTOE | HU | 2010 | nrg_102a | 6.3974
Imports | 3191 | 3191-Refinery feedstocks | KTOE | HR | 2009 | nrg_102a | 0.25539
Imports | 3191 | 3191-Refinery feedstocks | KTOE | LT | 2009 | nrg_102a | 5.6899
Imports | 3247 | 3247-Kerosene type jet fuel (without bio components) | KTOE | LU | 2011 | nrg_102a | 16.7263
Imports | 3285 | 3285-Petroleum coke | KTOE | LV | 2010 | nrg_102a | 0.16329
Imports | 3285 | 3285-Petroleum coke | KTOE | CZ | 2012 | nrg_102a | 0.30982
Imports | 3285 | 3285-Petroleum coke | KTOE | IE | 2009 | nrg_102a | 5.8699
Imports | 3285 | 3285-Petroleum coke | KTOE | HR | 2012 | nrg_102a | 3.0396
Imports | 3285 | 3285-Petroleum coke | KTOE | IT | 2014 | nrg_102a | 41.374
Primary production | 2117 | 2117-Other Bituminous Coal | KTOE | BG | 2012 | nrg_110a | 0.13816
Primary production | 2117 | 2117-Other Bituminous Coal | KTOE | ES | 2009 | nrg_110a | 52.9044
Imports | 2117 | 2117-Other Bituminous Coal | KTOE | CZ | 2009 | nrg_110a | 25.8074
Imports | 2117 | 2117-Other Bituminous Coal | KTOE | DE | 2010 | nrg_110a | 967.9714
Imports | 2117 | 2117-Other Bituminous Coal | KTOE | IE | 2014 | nrg_110a | 48.0142
Imports | 2117 | 2117-Other Bituminous Coal | KTOE | LT | 2014 | nrg_110a | 7.4609
Imports | 2117 | 2117-Other Bituminous Coal | KTOE | NL | 2013 | nrg_110a | 924.2403
Imports | 2117 | 2117-Other Bituminous Coal | KTOE | SK | 2010 | nrg_110a | 27.3314
Consumption in Coke Ovens | 2117 | 2117-Other Bituminous Coal | KTOE | PL | 2009 | nrg_110a | 0.58615
Imports | 3191 | 3191-Refinery feedstocks | KTOE | LT | 2009 | nrg_110a | 5.6899
Imports | 3191 | 3191-Refinery feedstocks | KTOE | IT | 2012 | nrg_110a | 280.5449
Imports | 3191 | 3191-Refinery feedstocks | KTOE | UA | 2009 | nrg_110a | 1.344
Imports | 3247 | 3247-Kerosene type jet fuel (without bio components) | KTOE | LV | 2010 | nrg_110a | 5.1414
Imports | 3247 | 3247-Kerosene type jet fuel (without bio components) | KTOE | TR | 2014 | nrg_110a | 37.9073
Imports | 3285 | 3285-Petroleum coke | KTOE | IT | 2010 | nrg_110a | 75.8062
Imports | 3285 | 3285-Petroleum coke | KTOE | IS | 2009 | nrg_110a | 13.6657
Imports | 2117 | 2117-Other Bituminous Coal | KTOE | FI | 2010 | nrg_101a | 115.2961
Imports | 2117 | 2117-Other Bituminous Coal | KTOE | SI | 2014 | nrg_101a | 0.55684
Imports | 2117 | 2117-Other Bituminous Coal | KTOE | XK | 2014 | nrg_101a | 0.33913
Consumption in Coal Mines | 2117 | 2117-Other Bituminous Coal | KTOE | UA | 2014 | nrg_101a | 0.24702
Imports | 3191 | 3191-Refinery feedstocks | KTOE | SE | 2011 | nrg_102a | 23.2284
Imports | 3247 | 3247-Kerosene type jet fuel (without bio components) | KTOE | BE | 2012 | nrg_102a | 90.3846
Imports | 3247 | 3247-Kerosene type jet fuel (without bio components) | KTOE | FI | 2009 | nrg_102a | 3.7681
Imports | 3285 | 3285-Petroleum coke | KTOE | UK | 2010 | nrg_102a | 25.6483
Imports | 3285 | 3285-Petroleum coke | KTOE | BE | 2011 | nrg_102a | 3.295
Imports | 2117 | 2117-Other Bituminous Coal | KTOE | DK | 2012 | nrg_110a | 96.3885
Imports | 2117 | 2117-Other Bituminous Coal | KTOE | SE | 2013 | nrg_110a | 37.4551
Imports | 2117 | 2117-Other Bituminous Coal | KTOE | SI | 2012 | nrg_110a | 0.61127
Imports | 2117 | 2117-Other Bituminous Coal | KTOE | UA | 2013 | nrg_110a | 166.8775
Imports | 2117 | 2117-Other Bituminous Coal | KTOE | XK | 2012 | nrg_110a | 0.74525
Transformation input in BKB / PB Plants | 2117 | 2117-Other Bituminous Coal | KTOE | BG | 2010 | nrg_110a | 0.46473
Imports | 3191 | 3191-Refinery feedstocks | KTOE | BG | 2014 | nrg_110a | 37.9994
Primary production | 5548 | 5548-Other liquid biofuels | KTOE | FI | 2012 | nrg_107a | 0.6657
Imports | 3295 | 3295-Other Oil Products | KTOE | IT | 2014 | nrg_110a | 17.6013
Imports | 3295 | 3295-Other Oil Products | KTOE | FR | 2010 | nrg_110a | 7.5195
Primary production | 5542 | 5542-Biogas | KTOE | BG | 2012 | nrg_110a | 0.0041868
Primary production | 5542 | 5542-Biogas | KTOE | DK | 2012 | nrg_110a | 4.4003
Primary production | 5542 | 5542-Biogas | KTOE | EL | 2013 | nrg_110a | 3.7053
Primary production | 5542 | 5542-Biogas | KTOE | IS | 2014 | nrg_110a | 0.071176
Primary production | 5542 | 5542-Biogas | KTOE | IT | 2014 | nrg_110a | 82.1031
Primary production | 5542 | 5542-Biogas | KTOE | IE | 2014 | nrg_110a | 2.1855
Imports | 5548 | 5548-Other liquid biofuels | KTOE | IT | 2012 | nrg_110a | 22.7092
Imports | 3106 | 3106-Natural gas liquids (NGL) | KTOE | UK | 2011 | nrg_102a | 46.7205
Imports | 3295 | 3295-Other Oil Products | KTOE | SI | 2009 | nrg_102a | 0.20097
Imports | 3295 | 3295-Other Oil Products | KTOE | BE | 2013 | nrg_102a | 1.7585
Consumption in Oil and gas extraction | 3295 | 3295-Other Oil Products | KTOE | AL | 2011 | nrg_102a | 0.40193
Primary production | 5542 | 5542-Biogas | KTOE | IT | 2011 | nrg_107a | 46.2181
Primary production | 5542 | 5542-Biogas | KTOE | MT | 2012 | nrg_107a | 0.09211
Imports | 5548 | 5548-Other liquid biofuels | KTOE | BE | 2013 | nrg_107a | 0.020934
Primary production | 3106 | 3106-Natural gas liquids (NGL) | KTOE | NL | 2012 | nrg_110a | 15.6628
Imports | 3106 | 3106-Natural gas liquids (NGL) | KTOE | UA | 2009 | nrg_110a | 0.041868
Imports | 3295 | 3295-Other Oil Products | KTOE | BE | 2010 | nrg_110a | 4.9195
Imports | 3295 | 3295-Other Oil Products | KTOE | SI | 2014 | nrg_110a | 0.079549
Consumption in Oil and gas extraction | 3295 | 3295-Other Oil Products | KTOE | AL | 2011 | nrg_110a | 0.40193
Primary production | 5542 | 5542-Biogas | KTOE | NL | 2009 | nrg_110a | 10.9401
Primary production | 5542 | 5542-Biogas | KTOE | SI | 2013 | nrg_107a | 1.4528
Primary production | 5542 | 5542-Biogas | KTOE | TR | 2011 | nrg_110a | 3.0354
Imports | 3295 | 3295-Other Oil Products | KTOE | NO | 2009 | nrg_102a | 2.0808
Imports | 3295 | 3295-Other Oil Products | KTOE | PL | 2014 | nrg_102a | 5.313
Imports | 3295 | 3295-Other Oil Products | KTOE | AT | 2010 | nrg_102a | 1.3775
Imports | 5548 | 5548-Other liquid biofuels | KTOE | NO | 2009 | nrg_107a | 0.083736
Imports | 3295 | 3295-Other Oil Products | KTOE | AL | 2010 | nrg_110a | 1.1639
Imports | 3295 | 3295-Other Oil Products | KTOE | PL | 2009 | nrg_110a | 0.17585
Primary production | 5542 | 5542-Biogas | KTOE | PL | 2012 | nrg_110a | 7.0338
Imports | 3106 | 3106-Natural gas liquids (NGL) | KTOE | RS | 2011 | nrg_102a | 0.36844
Primary production | 5548 | 5548-Other liquid biofuels | KTOE | PT | 2010 | nrg_107a | 0.17585
Primary production | 5548 | 5548-Other liquid biofuels | KTOE | PL | 2012 | nrg_107a | 0.0041868
Primary production | 5542 | 5542-Biogas | KTOE | RO | 2013 | nrg_110a | 0.82061
Primary production | 5542 | 5542-Biogas | KTOE | PT | 2010 | nrg_110a | 1.2853
Primary production | 3106 | 3106-Natural gas liquids (NGL) | KTOE | HR | 2009 | nrg_102a | 6.4895
Primary production | 5542 | 5542-Biogas | KTOE | LV | 2011 | nrg_107a | 0.9211
Primary production | 3106 | 3106-Natural gas liquids (NGL) | KTOE | HU | 2009 | nrg_110a | 17.4171
Imports | 3295 | 3295-Other Oil Products | KTOE | ES | 2009 | nrg_110a | 22.6003
Consumption in Coal Mines | 3295 | 3295-Other Oil Products | KTOE | PL | 2013 | nrg_110a | 0.033494
Primary production | 3106 | 3106-Natural gas liquids (NGL) | KTOE | RO | 2010 | nrg_102a | 5.8866
Primary production | 3106 | 3106-Natural gas liquids (NGL) | KTOE | RS | 2011 | nrg_102a | 1.4277
Imports | 3295 | 3295-Other Oil Products | KTOE | NL | 2012 | nrg_102a | 24.7189
Imports | 3295 | 3295-Other Oil Products | KTOE | CZ | 2014 | nrg_102a | 7.3018
Primary production | 5542 | 5542-Biogas | KTOE | ES | 2013 | nrg_107a | 20.0715
Primary production | 5542 | 5542-Biogas | KTOE | SE | 2011 | nrg_107a | 4.9949
Primary production | 5548 | 5548-Other liquid biofuels | KTOE | DK | 2013 | nrg_107a | 0.82061
Primary production | 5548 | 5548-Other liquid biofuels | KTOE | SE | 2009 | nrg_107a | 8.2312
Imports | 3295 | 3295-Other Oil Products | KTOE | FR | 2014 | nrg_110a | 10.0399
Imports | 3295 | 3295-Other Oil Products | KTOE | MD | 2010 | nrg_110a | 0.079549
Imports | 3295 | 3295-Other Oil Products | KTOE | NL | 2009 | nrg_110a | 13.8416
Imports | 3295 | 3295-Other Oil Products | KTOE | TR | 2011 | nrg_110a | 21.4783
Primary production | 5542 | 5542-Biogas | KTOE | CY | 2010 | nrg_110a | 0.27214
Primary production | 5542 | 5542-Biogas | KTOE | CZ | 2011 | nrg_110a | 10.4586
Primary production | 5542 | 5542-Biogas | KTOE | DE | 2012 | nrg_110a | 268.8554
Primary production | 5542 | 5542-Biogas | KTOE | FI | 2012 | nrg_110a | 2.4242
Primary production | 5542 | 5542-Biogas | KTOE | ES | 2009 | nrg_110a | 8.1056
Primary production | 5542 | 5542-Biogas | KTOE | SE | 2011 | nrg_110a | 4.9949
Primary production | 5542 | 5542-Biogas | KTOE | UK | 2014 | nrg_110a | 89.0281
Primary production | 5548 | 5548-Other liquid biofuels | KTOE | DE | 2010 | nrg_110a | 15.42
Primary production | 5548 | 5548-Other liquid biofuels | KTOE | IT | 2012 | nrg_110a | 2.487
Imports | 3295 | 3295-Other Oil Products | KTOE | SI | 2013 | nrg_102a | 0.12142
Imports | 3295 | 3295-Other Oil Products | KTOE | UK | 2012 | nrg_102a | 5.5643
Imports | 3106 | 3106-Natural gas liquids (NGL) | KTOE | UK | 2009 | nrg_110a | 25.4306
Imports | 3295 | 3295-Other Oil Products | KTOE | BE | 2014 | nrg_110a | 2.1604
Imports | 3270A | 3270A-Total fuel oil | KTOE | TR | 2013 | nrg_102a | 29.6007
Imports | 3270A | 3270A-Total fuel oil | KTOE | DE | 2011 | nrg_102a | 111.641
Imports | 3270A | 3270A-Total fuel oil | KTOE | IT | 2012 | nrg_102a | 23.9987
Consumption in Oil and gas extraction | 3270A | 3270A-Total fuel oil | KTOE | RO | 2014 | nrg_102a | 0.079549
Transformation input in Gas Works | 4000 | 4000-Gas | KTOE | HR | 2014 | nrg_103a | 0.037681
Transformation output from Coke Ovens | 4000 | 4000-Gas | KTOE | NL | 2009 | nrg_103a | 14.0509
Transformation output from Coke Ovens | 4000 | 4000-Gas | KTOE | SK | 2013 | nrg_103a | 11.4258
Consumption in Oil and gas extraction | 4000 | 4000-Gas | KTOE | IT | 2012 | nrg_103a | 34.9095
Consumption in Oil and gas extraction | 4000 | 4000-Gas | KTOE | NL | 2009 | nrg_103a | 25.4432
Consumption in Oil and gas extraction | 4000 | 4000-Gas | KTOE | UA | 2014 | nrg_103a | 19.9459
Consumption in Coke Ovens | 4000 | 4000-Gas | KTOE | HU | 2011 | nrg_103a | 3.0229
Consumption in Coke Ovens | 4000 | 4000-Gas | KTOE | IT | 2011 | nrg_103a | 0.28052
Consumption in Coke Ovens | 4000 | 4000-Gas | KTOE | PL | 2009 | nrg_103a | 32.3975
Consumption in Gas Works | 4000 | 4000-Gas | KTOE | PL | 2011 | nrg_103a | 0.0083736
Consumption in Pipeline transport | 4000 | 4000-Gas | KTOE | BG | 2011 | nrg_103a | 8.5285
Primary production | 4100 | 4100-Natural gas | KTOE | DE | 2014 | nrg_103a | 327.8474
Primary production | 4100 | 4100-Natural gas | KTOE | IE | 2014 | nrg_103a | 5.1414
Imports | 4100 | 4100-Natural gas | KTOE | LV | 2014 | nrg_103a | 32.6612
Imports | 4100 | 4100-Natural gas | KTOE | LU | 2012 | nrg_103a | 44.0075
Imports | 4100 | 4100-Natural gas | KTOE | TR | 2013 | nrg_103a | 1560.5878
Consumption in Oil and gas extraction | 4100 | 4100-Natural gas | KTOE | LT | 2011 | nrg_103a | 0.0041868
Consumption in Oil and gas extraction | 4100 | 4100-Natural gas | KTOE | NL | 2011 | nrg_103a | 25.7404
Consumption in Oil and gas extraction | 4100 | 4100-Natural gas | KTOE | RS | 2012 | nrg_103a | 1.6705
Consumption in Coal Mines | 4100 | 4100-Natural gas | KTOE | UK | 2013 | nrg_103a | 0.51079
Consumption in Pipeline transport | 4100 | 4100-Natural gas | KTOE | BG | 2013 | nrg_103a | 7.6074
Primary production | 4000 | 4000-Gas | KTOE | EL | 2013 | nrg_103a | 0.24283
Primary production | 4000 | 4000-Gas | KTOE | IE | 2014 | nrg_103a | 5.1414
Imports | 4000 | 4000-Gas | KTOE | HU | 2014 | nrg_103a | 311.343
Imports | 4000 | 4000-Gas | KTOE | IT | 2012 | nrg_103a | 2322.2924
Primary production | 5100 | 5100-Nuclear heat | KTOE | CZ | 2012 | nrg_104a | 328.4796
Primary production | 5100 | 5100-Nuclear heat | KTOE | FI | 2011 | nrg_104a | 250.4209
Primary production | 5100 | 5100-Nuclear heat | KTOE | HU | 2011 | nrg_104a | 169.9045
Primary production | 5100 | 5100-Nuclear heat | KTOE | SE | 2009 | nrg_104a | 563.4679
Imports | 7200 | 7200-Waste (non-renewable) | KTOE | NL | 2013 | nrg_108a | 7.1092
Primary production | 7200 | 7200-Waste (non-renewable) | KTOE | CZ | 2013 | nrg_108a | 9.0351
Primary production | 7200 | 7200-Waste (non-renewable) | KTOE | DE | 2014 | nrg_108a | 180.1245
Primary production | 7200 | 7200-Waste (non-renewable) | KTOE | FI | 2013 | nrg_108a | 8.7588
Primary production | 7200 | 7200-Waste (non-renewable) | KTOE | IS | 2010 | nrg_108a | 0.016747
Primary production | 7200 | 7200-Waste (non-renewable) | KTOE | RS | 2014 | nrg_108a | 0.033494
Primary production | 2210 | 2210-Lignite/Brown Coal | KTOE | BG | 2013 | nrg_110a | 200.1039
Primary production | 2210 | 2210-Lignite/Brown Coal | KTOE | CZ | 2009 | nrg_110a | 574.8769
Primary production | 2210 | 2210-Lignite/Brown Coal | KTOE | EL | 2009 | nrg_110a | 342.3086
Imports | 2210 | 2210-Lignite/Brown Coal | KTOE | FR | 2012 | nrg_110a | 1.2937
Imports | 2210 | 2210-Lignite/Brown Coal | KTOE | SK | 2013 | nrg_110a | 6.2593
Primary production | 3105 | 3105-Crude oil (without NGL) | KTOE | ES | 2009 | nrg_110a | 4.4213
Consumption in Oil and gas extraction | 3105 | 3105-Crude oil (without NGL) | KTOE | UA | 2009 | nrg_110a | 0.083736
Imports | 3270A | 3270A-Total fuel oil | KTOE | DE | 2010 | nrg_110a | 107.1611
Imports | 3270A | 3270A-Total fuel oil | KTOE | HR | 2014 | nrg_110a | 1.2016
Imports | 3270A | 3270A-Total fuel oil | KTOE | IS | 2010 | nrg_110a | 3.7221
Imports | 3270A | 3270A-Total fuel oil | KTOE | LV | 2009 | nrg_110a | 9.7594
Imports | 3270A | 3270A-Total fuel oil | KTOE | SK | 2013 | nrg_110a | 7.239
Primary production | 4000 | 4000-Gas | KTOE | CZ | 2014 | nrg_110a | 8.8718
Primary production | 4000 | 4000-Gas | KTOE | BG | 2009 | nrg_110a | 0.54847
Primary production | 4000 | 4000-Gas | KTOE | DK | 2012 | nrg_110a | 216.0012
Primary production | 4000 | 4000-Gas | KTOE | DE | 2010 | nrg_110a | 465.2916
Primary production | 4000 | 4000-Gas | KTOE | RS | 2010 | nrg_110a | 12.9079
Primary production | 4000 | 4000-Gas | KTOE | RO | 2013 | nrg_110a | 360.069
Imports | 4000 | 4000-Gas | KTOE | CZ | 2009 | nrg_110a | 297.2628
Imports | 4000 | 4000-Gas | KTOE | FR | 2009 | nrg_110a | 1704.8482
Imports | 4000 | 4000-Gas | KTOE | IT | 2010 | nrg_110a | 2583.8878
Imports | 4000 | 4000-Gas | KTOE | LU | 2013 | nrg_110a | 37.2583
Imports | 4000 | 4000-Gas | KTOE | LT | 2013 | nrg_110a | 90.6568
Transformation input in Gas Works | 4000 | 4000-Gas | KTOE | DK | 2010 | nrg_110a | 0.61546
Consumption in Oil and gas extraction | 4000 | 4000-Gas | KTOE | LT | 2012 | nrg_110a | 0.0041868
Consumption in Oil and gas extraction | 4000 | 4000-Gas | KTOE | RO | 2014 | nrg_110a | 15.1646
Consumption in Oil and gas extraction | 4000 | 4000-Gas | KTOE | PL | 2013 | nrg_110a | 9.2989
Imports | 2118 | 2118-Sub-bituminous Coal | KTOE | LT | 2010 | nrg_101a | 3.2448
Imports | 2118 | 2118-Sub-bituminous Coal | KTOE | IT | 2010 | nrg_101a | 7.419
Imports | 2121 | 2121-Coke Oven Coke | KTOE | FR | 2010 | nrg_101a | 36.1949
Imports | 2121 | 2121-Coke Oven Coke | KTOE | MD | 2012 | nrg_101a | 0.029308
Imports | 2121 | 2121-Coke Oven Coke | KTOE | TR | 2009 | nrg_101a | 7.8084
Imports | 2121 | 2121-Coke Oven Coke | KTOE | SK | 2014 | nrg_101a | 5.9829
Transformation input in Coke Ovens | 2121 | 2121-Coke Oven Coke | KTOE | PL | 2014 | nrg_101a | 1.9385
Transformation input in Gas Works | 2121 | 2121-Coke Oven Coke | KTOE | UA | 2012 | nrg_101a | 1.3984
Imports | 3193 | 3193-Other hydrocarbons | KTOE | HU | 2012 | nrg_102a | 0.56103
Imports | 3286 | 3286-Paraffin Waxes | KTOE | LT | 2011 | nrg_102a | 0.84155
Imports | 3286 | 3286-Paraffin Waxes | KTOE | IE | 2010 | nrg_102a | 0.51916
Imports | 3286 | 3286-Paraffin Waxes | KTOE | NL | 2013 | nrg_102a | 4.8692
Primary production | 5540 | 5540-Biomass and renewable wastes | KTOE | DE | 2014 | nrg_107a | 1067.3367
Primary production | 5540 | 5540-Biomass and renewable wastes | KTOE | CZ | 2013 | nrg_107a | 132.9142
Primary production | 5540 | 5540-Biomass and renewable wastes | KTOE | CY | 2012 | nrg_107a | 0.95459
Primary production | 5540 | 5540-Biomass and renewable wastes | KTOE | ES | 2011 | nrg_107a | 262.257
Primary production | 5540 | 5540-Biomass and renewable wastes | KTOE | FI | 2014 | nrg_107a | 369.2255
Primary production | 5540 | 5540-Biomass and renewable wastes | KTOE | SI | 2014 | nrg_107a | 24.7314
Consumption in Coal Mines | 5540 | 5540-Biomass and renewable wastes | KTOE | PL | 2012 | nrg_107a | 0.050242
Imports | 5547 | 5547-Biodiesels | KTOE | LV | 2013 | nrg_107a | 0.32238
Imports | 5547 | 5547-Biodiesels | KTOE | NL | 2009 | nrg_107a | 2.1143
Primary production | 5547 | 5547-Biodiesels | KTOE | CY | 2012 | nrg_107a | 0.24283
Primary production | 5547 | 5547-Biodiesels | KTOE | BG | 2011 | nrg_107a | 0.59034
Primary production | 5547 | 5547-Biodiesels | KTOE | EL | 2013 | nrg_107a | 5.7736
Primary production | 5547 | 5547-Biodiesels | KTOE | DE | 2014 | nrg_107a | 127.3876
Primary production | 5547 | 5547-Biodiesels | KTOE | IE | 2011 | nrg_107a | 1.0048
Imports | 5547 | 5547-Biodiesels | KTOE | CZ | 2010 | nrg_107a | 1.8003
Imports | 5547 | 5547-Biodiesels | KTOE | HU | 2011 | nrg_107a | 1.6119
Imports | 5547 | 5547-Biodiesels | KTOE | HR | 2009 | nrg_107a | 0.10886
Imports | 5547 | 5547-Biodiesels | KTOE | IS | 2011 | nrg_107a | 0.0041868
Imports | 5547 | 5547-Biodiesels | KTOE | LT | 2010 | nrg_107a | 0.52335
Consumption in Coal Mines | 2118 | 2118-Sub-bituminous Coal | KTOE | RO | 2009 | nrg_110a | 0.12142
Imports | 2121 | 2121-Coke Oven Coke | KTOE | DE | 2014 | nrg_110a | 100.3199
Imports | 2121 | 2121-Coke Oven Coke | KTOE | LU | 2010 | nrg_110a | 0.029308
Transformation output from Coke Ovens | 2121 | 2121-Coke Oven Coke | KTOE | PL | 2011 | nrg_110a | 267.2434
Transformation output from Coke Ovens | 2121 | 2121-Coke Oven Coke | KTOE | TR | 2010 | nrg_110a | 121.8108
Transformation output from Coke Ovens | 2121 | 2121-Coke Oven Coke | KTOE | SE | 2009 | nrg_110a | 28.1311
Transformation input in Gas Works | 2410 | 2410-Oil shale and oil sands | KTOE | EE | 2011 | nrg_110a | 11.4635
Imports | 3193 | 3193-Other hydrocarbons | KTOE | HU | 2013 | nrg_110a | 0.23865
Imports | 3286 | 3286-Paraffin Waxes | KTOE | LV | 2013 | nrg_110a | 0.37681
Primary production | 5547 | 5547-Biodiesels | KTOE | CY | 2009 | nrg_110a | 0.27214
Primary production | 5547 | 5547-Biodiesels | KTOE | ES | 2013 | nrg_110a | 27.0551
Primary production | 5547 | 5547-Biodiesels | KTOE | IE | 2010 | nrg_110a | 2.6544
Primary production | 5547 | 5547-Biodiesels | KTOE | RO | 2014 | nrg_110a | 4.057
Imports | 5547 | 5547-Biodiesels | KTOE | CZ | 2013 | nrg_110a | 4.8692
Imports | 5547 | 5547-Biodiesels | KTOE | DE | 2014 | nrg_110a | 30.3669
Imports | 5547 | 5547-Biodiesels | KTOE | IE | 2014 | nrg_110a | 1.7668
Imports | 5547 | 5547-Biodiesels | KTOE | LT | 2012 | nrg_110a | 1.4319
Imports | 5547 | 5547-Biodiesels | KTOE | SK | 2014 | nrg_110a | 2.847
Primary production | 5547 | 5547-Biodiesels | KTOE | SK | 2014 | nrg_110a | 3.8854
Primary production | 2100 | 2100-Hard coal and derivatives | KTOE | TR | 2013 | nrg_101a | 69.6935
Primary production | 5547 | 5547-Biodiesels | KTOE | TR | 2009 | nrg_110a | 0.041868
Primary production | 2118 | 2118-Sub-bituminous Coal | KTOE | TR | 2011 | nrg_101a | 18.7611
Imports | 2100 | 2100-Hard coal and derivatives | KTOE | AL | 2012 | nrg_101a | 6.7491
Transformation input in Coke Ovens | 2100 | 2100-Hard coal and derivatives | KTOE | ES | 2011 | nrg_101a | 79.2896
Imports | 2121 | 2121-Coke Oven Coke | KTOE | PL | 2009 | nrg_101a | 1.5659
Imports | 2121 | 2121-Coke Oven Coke | KTOE | NO | 2011 | nrg_101a | 12.9665
Imports | 2121 | 2121-Coke Oven Coke | KTOE | NO | 2013 | nrg_110a | 11.8863
Imports | 2121 | 2121-Coke Oven Coke | KTOE | PL | 2011 | nrg_110a | 4.191
Transformation input in Coke Ovens | 2410 | 2410-Oil shale and oil sands | KTOE | EE | 2009 | nrg_110a | 0.80387
Imports | 5547 | 5547-Biodiesels | KTOE | PL | 2011 | nrg_110a | 19.0332
Imports | 2100 | 2100-Hard coal and derivatives | KTOE | CY | 2014 | nrg_101a | 0.11723
Imports | 2121 | 2121-Coke Oven Coke | KTOE | PT | 2011 | nrg_101a | 0.083736
Imports | 5540 | 5540-Biomass and renewable wastes | KTOE | BG | 2011 | nrg_107a | 0.56103
Imports | 5540 | 5540-Biomass and renewable wastes | KTOE | SE | 2014 | nrg_107a | 27.1179
Primary production | 5547 | 5547-Biodiesels | KTOE | PT | 2010 | nrg_107a | 11.7105
Imports | 3295 | 3295-Other Oil Products | KTOE | UK | 2009 | nrg_110a | 2.1269
Primary production | 5542 | 5542-Biogas | KTOE | LV | 2010 | nrg_110a | 0.55684
Primary production | 5542 | 5542-Biogas | KTOE | NL | 2013 | nrg_110a | 12.7781
Primary production | 5548 | 5548-Other liquid biofuels | KTOE | NL | 2010 | nrg_110a | 1.0718
Imports | 5548 | 5548-Other liquid biofuels | KTOE | BE | 2009 | nrg_110a | 0.0083736
Imports | 5548 | 5548-Other liquid biofuels | KTOE | FI | 2010 | nrg_110a | 1.6705
Primary production | 5542 | 5542-Biogas | KTOE | SK | 2014 | nrg_107a | 4.0235
Primary production | 3106 | 3106-Natural gas liquids (NGL) | KTOE | SK | 2013 | nrg_102a | 0.11304
Primary production | 5542 | 5542-Biogas | KTOE | TR | 2009 | nrg_107a | 1.9678
Imports | 5548 | 5548-Other liquid biofuels | KTOE | NO | 2014 | nrg_110a | 0.15491
Imports | 3295 | 3295-Other Oil Products | KTOE | RO | 2009 | nrg_102a | 0.26377
Primary production | 5542 | 5542-Biogas | KTOE | PL | 2009 | nrg_107a | 4.1031
Imports | 3106 | 3106-Natural gas liquids (NGL) | KTOE | RS | 2011 | nrg_110a | 0.36844
Imports | 3295 | 3295-Other Oil Products | KTOE | RO | 2014 | nrg_110a | 4.3961
Primary production | 5548 | 5548-Other liquid biofuels | KTOE | PT | 2014 | nrg_110a | 0.61546
Primary production | 3106 | 3106-Natural gas liquids (NGL) | KTOE | AT | 2013 | nrg_102a | 1.277
Primary production | 5542 | 5542-Biogas | KTOE | AT | 2011 | nrg_107a | 7.0883
Primary production | 5542 | 5542-Biogas | KTOE | HR | 2009 | nrg_107a | 0.19678
Primary production | 5548 | 5548-Other liquid biofuels | KTOE | BE | 2013 | nrg_107a | 0.94203
Primary production | 3106 | 3106-Natural gas liquids (NGL) | KTOE | AT | 2010 | nrg_110a | 5.694
Primary production | 3106 | 3106-Natural gas liquids (NGL) | KTOE | FR | 2010 | nrg_110a | 1.2184
Primary production | 5542 | 5542-Biogas | KTOE | AT | 2013 | nrg_110a | 8.2312
Primary production | 5542 | 5542-Biogas | KTOE | FR | 2009 | nrg_110a | 12.2003
Primary production | 3106 | 3106-Natural gas liquids (NGL) | KTOE | UK | 2009 | nrg_102a | 243.8016
Imports | 3106 | 3106-Natural gas liquids (NGL) | KTOE | NL | 2013 | nrg_102a | 335.9405
Imports | 3295 | 3295-Other Oil Products | KTOE | TR | 2009 | nrg_102a | 10.9987
Imports | 3295 | 3295-Other Oil Products | KTOE | UA | 2011 | nrg_102a | 6.7198
Imports | 3295 | 3295-Other Oil Products | KTOE | DE | 2013 | nrg_102a | 0.80387
Imports | 3295 | 3295-Other Oil Products | KTOE | IT | 2014 | nrg_102a | 17.6013
Imports | 3295 | 3295-Other Oil Products | KTOE | MD | 2013 | nrg_102a | 0.041868
Primary production | 5542 | 5542-Biogas | KTOE | BE | 2012 | nrg_107a | 6.6026
Primary production | 5542 | 5542-Biogas | KTOE | DE | 2014 | nrg_107a | 311.2593
Primary production | 5542 | 5542-Biogas | KTOE | EE | 2011 | nrg_107a | 0.13816
Primary production | 5542 | 5542-Biogas | KTOE | RO | 2010 | nrg_107a | 0.12979
Primary production | 5548 | 5548-Other liquid biofuels | KTOE | IT | 2014 | nrg_107a | 4.2245
Imports | 5548 | 5548-Other liquid biofuels | KTOE | IT | 2010 | nrg_107a | 21.1936
Imports | 5548 | 5548-Other liquid biofuels | KTOE | LU | 2013 | nrg_107a | 0.0083736
Primary production | 3106 | 3106-Natural gas liquids (NGL) | KTOE | RS | 2010 | nrg_110a | 0.64477
Primary production | 3106 | 3106-Natural gas liquids (NGL) | KTOE | UA | 2011 | nrg_110a | 38.7656
Imports | 3295 | 3295-Other Oil Products | KTOE | CZ | 2011 | nrg_110a | 3.9775
Imports | 3295 | 3295-Other Oil Products | KTOE | DE | 2012 | nrg_110a | 0.92528
Imports | 3295 | 3295-Other Oil Products | KTOE | SK | 2012 | nrg_110a | 0.029308
Primary production | 5542 | 5542-Biogas | KTOE | EE | 2011 | nrg_110a | 0.13816
Primary production | 5542 | 5542-Biogas | KTOE | SI | 2013 | nrg_110a | 1.4528
Primary production | 5548 | 5548-Other liquid biofuels | KTOE | FI | 2014 | nrg_110a | 1.637
Primary production | 5548 | 5548-Other liquid biofuels | KTOE | SE | 2013 | nrg_110a | 5.4303
Imports | 5548 | 5548-Other liquid biofuels | KTOE | LU | 2009 | nrg_110a | 0.025121
Imports | 3106 | 3106-Natural gas liquids (NGL) | KTOE | BE | 2011 | nrg_102a | 5.2
Imports | 3106 | 3106-Natural gas liquids (NGL) | KTOE | AT | 2013 | nrg_102a | 2.1688
Imports | 3106 | 3106-Natural gas liquids (NGL) | KTOE | FI | 2010 | nrg_102a | 19.4477
Imports | 3295 | 3295-Other Oil Products | KTOE | SK | 2013 | nrg_102a | 0.083736
Imports | 3295 | 3295-Other Oil Products | KTOE | FI | 2010 | nrg_102a | 15.1185
Imports | 3295 | 3295-Other Oil Products | KTOE | FR | 2012 | nrg_102a | 10.7601
Primary production | 5542 | 5542-Biogas | KTOE | LU | 2010 | nrg_107a | 0.48986
Primary production | 5542 | 5542-Biogas | KTOE | NL | 2013 | nrg_107a | 12.7781
Imports | 3106 | 3106-Natural gas liquids (NGL) | KTOE | BE | 2010 | nrg_110a | 2.1227
Primary production | 5542 | 5542-Biogas | KTOE | LT | 2011 | nrg_110a | 0.46473
Primary production | 5542 | 5542-Biogas | KTOE | NO | 2011 | nrg_110a | 1.2351
Primary production | 5542 | 5542-Biogas | KTOE | SK | 2010 | nrg_110a | 0.59871
Primary production | 5542 | 5542-Biogas | KTOE | SK | 2009 | nrg_107a | 0.67826
Imports | 3295 | 3295-Other Oil Products | KTOE | NO | 2014 | nrg_102a | 0.79968
Imports | 5548 | 5548-Other liquid biofuels | KTOE | NO | 2014 | nrg_107a | 0.15491
Imports | 3106 | 3106-Natural gas liquids (NGL) | KTOE | AT | 2013 | nrg_110a | 2.1688
Imports | 3295 | 3295-Other Oil Products | KTOE | PL | 2014 | nrg_110a | 5.313
Imports | 5548 | 5548-Other liquid biofuels | KTOE | NO | 2009 | nrg_110a | 0.083736
Primary production | 3106 | 3106-Natural gas liquids (NGL) | KTOE | RO | 2013 | nrg_110a | 4.3543
Imports | 3295 | 3295-Other Oil Products | KTOE | RO | 2009 | nrg_110a | 0.26377
Primary production | 5534 | 5534-Solar photovoltaic | KTOE | RS | 2014 | nrg_107a | 0.020934
Primary production | 55431 | 55431-Municipal waste (renewable) | KTOE | CZ | 2010 | nrg_107a | 2.6251
Primary production | 55431 | 55431-Municipal waste (renewable) | KTOE | DE | 2011 | nrg_107a | 100.6716
Primary production | 55431 | 55431-Municipal waste (renewable) | KTOE | FI | 2011 | nrg_107a | 5.8448
Imports | 5545 | 5545-Liquid biofuels | KTOE | CZ | 2014 | nrg_107a | 6.5942
Imports | 5545 | 5545-Liquid biofuels | KTOE | IE | 2011 | nrg_107a | 1.3775
Imports | 5545 | 5545-Liquid biofuels | KTOE | LV | 2012 | nrg_107a | 0.66151
Primary production | 5545 | 5545-Liquid biofuels | KTOE | CZ | 2009 | nrg_107a | 8.1517
Primary production | 5545 | 5545-Liquid biofuels | KTOE | ES | 2014 | nrg_107a | 55.1904
Primary production | 5545 | 5545-Liquid biofuels | KTOE | HU | 2010 | nrg_107a | 5.9494
Transformation input in Coke Ovens | 2130 | 2130-Coal Tar | KTOE | UA | 2012 | nrg_110a | 29.5965
Imports | 3244 | 3244-Other kerosene | KTOE | IE | 2012 | nrg_110a | 22.2319
Primary production | 5534 | 5534-Solar photovoltaic | KTOE | IE | 2012 | nrg_110a | 0.0041868
Primary production | 55431 | 55431-Municipal waste (renewable) | KTOE | BE | 2009 | nrg_110a | 9.9185
Primary production | 55431 | 55431-Municipal waste (renewable) | KTOE | DK | 2009 | nrg_110a | 21.6374
Primary production | 55431 | 55431-Municipal waste (renewable) | KTOE | IS | 2009 | nrg_110a | 0.020934
Primary production | 55431 | 55431-Municipal waste (renewable) | KTOE | PT | 2013 | nrg_110a | 4.0486
Primary production | 55431 | 55431-Municipal waste (renewable) | KTOE | RO | 2013 | nrg_110a | 0.0083736
Imports | 55431 | 55431-Municipal waste (renewable) | KTOE | HU | 2012 | nrg_110a | 0.037681
Imports | 2130 | 2130-Coal Tar | KTOE | BE | 2009 | nrg_101a | 5.8448
Transformation output from Coke Ovens | 2130 | 2130-Coal Tar | KTOE | AT | 2012 | nrg_101a | 1.8841
Primary production | 2200 | 2200-Lignite and Derivatives | KTOE | LV | 2013 | nrg_101a | 0.10048
Imports | 2200 | 2200-Lignite and Derivatives | KTOE | BE | 2014 | nrg_101a | 8.5201
Transformation input in BKB / PB Plants | 2200 | 2200-Lignite and Derivatives | KTOE | BG | 2013 | nrg_101a | 42.9314
Transformation input in BKB / PB Plants | 2200 | 2200-Lignite and Derivatives | KTOE | UA | 2013 | nrg_101a | 3.1401
Imports | 2200 | 2200-Lignite and Derivatives | KTOE | SE | 2014 | nrg_101a | 1.4235
Imports | 2200 | 2200-Lignite and Derivatives | KTOE | XK | 2013 | nrg_101a | 0.025121
Consumption in Coal Mines | 2200 | 2200-Lignite and Derivatives | KTOE | CZ | 2009 | nrg_101a | 0.050242
Transformation output from BKB / PB Plants | 2200 | 2200-Lignite and Derivatives | KTOE | DE | 2010 | nrg_101a | 125.0597
Transformation output from BKB / PB Plants | 2200 | 2200-Lignite and Derivatives | KTOE | EE | 2012 | nrg_101a | 1.0383
Consumption in Coal Mines | 3244 | 3244-Other kerosene | KTOE | UA | 2009 | nrg_102a | 0.041868
Primary production | 5534 | 5534-Solar photovoltaic | KTOE | NL | 2010 | nrg_107a | 0.20097
Imports | 5545 | 5545-Liquid biofuels | KTOE | UK | 2009 | nrg_107a | 32.3849
Primary production | 5545 | 5545-Liquid biofuels | KTOE | LT | 2013 | nrg_107a | 4.953
Primary production | 5545 | 5545-Liquid biofuels | KTOE | NL | 2014 | nrg_107a | 63.6394
Imports | 5545 | 5545-Liquid biofuels | KTOE | AT | 2014 | nrg_107a | 20.8461
Transformation output from Coke Ovens | 2130 | 2130-Coal Tar | KTOE | CZ | 2012 | nrg_110a | 7.9172
Transformation output from Coke Ovens | 2130 | 2130-Coal Tar | KTOE | UA | 2010 | nrg_110a | 31.8574
Imports | 3244 | 3244-Other kerosene | KTOE | UK | 2009 | nrg_110a | 29.295
Imports | 3244 | 3244-Other kerosene | KTOE | FI | 2013 | nrg_110a | 13.4522
Consumption in Coal Mines | 3244 | 3244-Other kerosene | KTOE | UA | 2011 | nrg_110a | 0.25539
Primary production | 5534 | 5534-Solar photovoltaic | KTOE | LU | 2013 | nrg_110a | 0.26377
Primary production | 5534 | 5534-Solar photovoltaic | KTOE | LT | 2012 | nrg_110a | 0.0083736
Primary production | 5534 | 5534-Solar photovoltaic | KTOE | MT | 2010 | nrg_110a | 0.0041868
Primary production | 55431 | 55431-Municipal waste (renewable) | KTOE | LU | 2009 | nrg_110a | 0.46055
Primary production | 5545 | 5545-Liquid biofuels | KTOE | TR | 2014 | nrg_107a | 2.9182
Imports | 3244 | 3244-Other kerosene | KTOE | NO | 2011 | nrg_102a | 7.6283
Imports | 2130 | 2130-Coal Tar | KTOE | PL | 2014 | nrg_110a | 0.11304
Imports | 2130 | 2130-Coal Tar | KTOE | PL | 2011 | nrg_110a | 0.037681
Primary production | 2200 | 2200-Lignite and Derivatives | KTOE | MK | 2010 | nrg_101a | 49.9988
Imports | 2200 | 2200-Lignite and Derivatives | KTOE | CY | 2010 | nrg_101a | 0.0041868
Imports | 2200 | 2200-Lignite and Derivatives | KTOE | RO | 2013 | nrg_101a | 1.9469
Imports | 2200 | 2200-Lignite and Derivatives | KTOE | RS | 2013 | nrg_101a | 5.334
Primary production | 55431 | 55431-Municipal waste (renewable) | KTOE | PT | 2013 | nrg_107a | 4.0486
Imports | 3244 | 3244-Other kerosene | KTOE | SE | 2013 | nrg_110a | 0.041868
Primary production | 55431 | 55431-Municipal waste (renewable) | KTOE | PT | 2011 | nrg_110a | 4.124
Transformation output from Coke Ovens | 2130 | 2130-Coal Tar | KTOE | FI | 2011 | nrg_101a | 0.075362
Primary production | 2200 | 2200-Lignite and Derivatives | KTOE | HU | 2010 | nrg_101a | 66.7083
Transformation input in BKB / PB Plants | 2200 | 2200-Lignite and Derivatives | KTOE | FI | 2014 | nrg_101a | 0.1591
Imports | 2200 | 2200-Lignite and Derivatives | KTOE | EL | 2011 | nrg_101a | 0.46892
Imports | 2200 | 2200-Lignite and Derivatives | KTOE | ME | 2012 | nrg_101a | 0.0083736
Imports | 3244 | 3244-Other kerosene | KTOE | PT | 2011 | nrg_102a | 0.041868
Primary production | 5500 | 5500-Renewable energies | KTOE | CY | 2012 | nrg_100a | 4.4631
Primary production | 5500 | 5500-Renewable energies | KTOE | EL | 2011 | nrg_100a | 83.3843
Primary production | 5500 | 5500-Renewable energies | KTOE | FI | 2009 | nrg_100a | 334.1694
Primary production | 5500 | 5500-Renewable energies | KTOE | SE | 2013 | nrg_100a | 702.1054
Imports | 5500 | 5500-Renewable energies | KTOE | HU | 2009 | nrg_100a | 1.951
Imports | 5500 | 5500-Renewable energies | KTOE | LV | 2011 | nrg_100a | 1.0844
Transformation input in BKB / PB Plants | 5500 | 5500-Renewable energies | KTOE | UA | 2013 | nrg_107a | 0.037681
Primary production | 5500 | 5500-Renewable energies | KTOE | LT | 2010 | nrg_107a | 49.601
Primary production | 5500 | 5500-Renewable energies | KTOE | NO | 2010 | nrg_107a | 482.3194
Imports | 5500 | 5500-Renewable energies | KTOE | AT | 2009 | nrg_107a | 34.964
Imports | 5500 | 5500-Renewable energies | KTOE | FI | 2013 | nrg_107a | 13.5945
Imports | 5500 | 5500-Renewable energies | KTOE | UK | 2013 | nrg_107a | 79.3734
Primary production | 5500 | 5500-Renewable energies | KTOE | LU | 2012 | nrg_110a | 3.8058
Primary production | 5500 | 5500-Renewable energies | KTOE | NL | 2009 | nrg_110a | 121.2539
Primary production | 5500 | 5500-Renewable energies | KTOE | NO | 2011 | nrg_110a | 498.8279
Imports | 5500 | 5500-Renewable energies | KTOE | BG | 2014 | nrg_110a | 2.5791
Imports | 5500 | 5500-Renewable energies | KTOE | DK | 2011 | nrg_110a | 42.5379
Imports | 5500 | 5500-Renewable energies | KTOE | FR | 2014 | nrg_110a | 23.5047
Imports | 5500 | 5500-Renewable energies | KTOE | UK | 2011 | nrg_110a | 69.5427
Primary production | 5500 | 5500-Renewable energies | KTOE | LV | 2010 | nrg_100a | 82.2413
Primary production | 5500 | 5500-Renewable energies | KTOE | NL | 2013 | nrg_100a | 183.1055
Imports | 5500 | 5500-Renewable energies | KTOE | SI | 2009 | nrg_100a | 0.10886
Primary production | 5500 | 5500-Renewable energies | KTOE | TR | 2013 | nrg_110a | 574.3369
Imports | 5500 | 5500-Renewable energies | KTOE | PL | 2014 | nrg_107a | 40.2519
Imports | 3246 | 3246-Gasoline type jet fuel | KTOE | NO | 2010 | nrg_110a | 0.35588
Imports | 5500 | 5500-Renewable energies | KTOE | NO | 2012 | nrg_110a | 6.9626
Imports | 5500 | 5500-Renewable energies | KTOE | PL | 2014 | nrg_110a | 40.2519
Imports | 5500 | 5500-Renewable energies | KTOE | PL | 2010 | nrg_100a | 18.4219
Imports | 5500 | 5500-Renewable energies | KTOE | PT | 2012 | nrg_107a | 2.7256
Primary production | 5500 | 5500-Renewable energies | KTOE | RO | 2013 | nrg_110a | 232.8196
Consumption in BKB / PB Plants | 5500 | 5500-Renewable energies | KTOE | LT | 2011 | nrg_110a | 0.0041868
Primary production | 5500 | 5500-Renewable energies | KTOE | PL | 2009 | nrg_100a | 252.1542
Imports | 5500 | 5500-Renewable energies | KTOE | CY | 2012 | nrg_100a | 0.90435
Imports | 5500 | 5500-Renewable energies | KTOE | RS | 2012 | nrg_100a | 0.4773
Primary production | 5500 | 5500-Renewable energies | KTOE | AL | 2011 | nrg_107a | 24.0741
Primary production | 5500 | 5500-Renewable energies | KTOE | AT | 2009 | nrg_107a | 348.8819
Imports | 5500 | 5500-Renewable energies | KTOE | ES | 2011 | nrg_107a | 57.288
Imports | 5500 | 5500-Renewable energies | KTOE | ME | 2011 | nrg_107a | 0.046055
Primary production | 5500 | 5500-Renewable energies | KTOE | AT | 2013 | nrg_110a | 394.6185
Primary production | 5500 | 5500-Renewable energies | KTOE | ME | 2014 | nrg_110a | 13.762
Primary production | 5500 | 5500-Renewable energies | KTOE | MD | 2013 | nrg_110a | 12.3678
Primary production | 5500 | 5500-Renewable energies | KTOE | MK | 2010 | nrg_110a | 17.6557
Imports | 5500 | 5500-Renewable energies | KTOE | MK | 2010 | nrg_110a | 0.34332
Primary production | 5500 | 5500-Renewable energies | KTOE | HU | 2012 | nrg_100a | 82.1701
Primary production | 5500 | 5500-Renewable energies | KTOE | MD | 2013 | nrg_100a | 12.3678
Imports | 5500 | 5500-Renewable energies | KTOE | EL | 2012 | nrg_100a | 8.3652
Primary production | 5500 | 5500-Renewable energies | KTOE | BE | 2010 | nrg_107a | 93.6796
Primary production | 5500 | 5500-Renewable energies | KTOE | DK | 2013 | nrg_107a | 129.1586
Primary production | 5500 | 5500-Renewable energies | KTOE | IE | 2010 | nrg_107a | 25.9414
Primary production | 5500 | 5500-Renewable energies | KTOE | IS | 2014 | nrg_107a | 218.731
Primary production | 5500 | 5500-Renewable energies | KTOE | UA | 2013 | nrg_107a | 146.1612
Imports | 5500 | 5500-Renewable energies | KTOE | SK | 2009 | nrg_107a | 2.0013
Consumption in BKB / PB Plants | 5500 | 5500-Renewable energies | KTOE | LT | 2011 | nrg_107a | 0.0041868
Primary production | 5500 | 5500-Renewable energies | KTOE | CY | 2010 | nrg_110a | 3.4164
Primary production | 5500 | 5500-Renewable energies | KTOE | EL | 2013 | nrg_110a | 104.1173
Primary production | 5500 | 5500-Renewable energies | KTOE | DK | 2012 | nrg_110a | 124.5154
Primary production | 5500 | 5500-Renewable energies | KTOE | IE | 2012 | nrg_110a | 30.4297
Imports | 5500 | 5500-Renewable energies | KTOE | DE | 2013 | nrg_110a | 47.4783
Imports | 5500 | 5500-Renewable energies | KTOE | HR | 2011 | nrg_110a | 0.23865
Imports | 5500 | 5500-Renewable energies | KTOE | IE | 2009 | nrg_110a | 1.277
Imports | 5500 | 5500-Renewable energies | KTOE | MT | 2014 | nrg_110a | 0.20934
Primary production | 5500 | 5500-Renewable energies | KTOE | BG | 2014 | nrg_100a | 77.1334
Primary production | 5500 | 5500-Renewable energies | KTOE | DE | 2014 | nrg_100a | 1507.9974
Primary production | 5500 | 5500-Renewable energies | KTOE | EE | 2009 | nrg_100a | 36.1991
Primary production | 5500 | 5500-Renewable energies | KTOE | ES | 2009 | nrg_100a | 518.4598
Imports | 3247 | 3247-Kerosene type jet fuel (without bio components) | KTOE | FI | 2014 | nrg_110a | 10.2618
Imports | 3247 | 3247-Kerosene type jet fuel (without bio components) | KTOE | UK | 2013 | nrg_110a | 361.1408
Imports | 3285 | 3285-Petroleum coke | KTOE | BE | 2014 | nrg_110a | 8.6081
Imports | 3285 | 3285-Petroleum coke | KTOE | BG | 2011 | nrg_110a | 6.6863
Imports | 3285 | 3285-Petroleum coke | KTOE | DK | 2009 | nrg_110a | 5.1163
Imports | 3285 | 3285-Petroleum coke | KTOE | FR | 2012 | nrg_110a | 37.7273
Imports | 3285 | 3285-Petroleum coke | KTOE | UK | 2012 | nrg_110a | 21.1978
Imports | 3285 | 3285-Petroleum coke | KTOE | SK | 2013 | nrg_110a | 3.7681
Imports | 3285 | 3285-Petroleum coke | KTOE | XK | 2012 | nrg_110a | 1.8213
Primary production | 2117 | 2117-Other Bituminous Coal | KTOE | TR | 2011 | nrg_110a | 33.3269
Primary production | 2117 | 2117-Other Bituminous Coal | KTOE | TR | 2013 | nrg_101a | 27.0467
Imports | 3191 | 3191-Refinery feedstocks | KTOE | AT | 2010 | nrg_102a | 15.2525
Imports | 3247 | 3247-Kerosene type jet fuel (without bio components) | KTOE | AL | 2010 | nrg_102a | 0.73269
Imports | 3285 | 3285-Petroleum coke | KTOE | PL | 2013 | nrg_102a | 0.64058
Imports | 3247 | 3247-Kerosene type jet fuel (without bio components) | KTOE | AT | 2012 | nrg_110a | 3.9858
Imports | 3247 | 3247-Kerosene type jet fuel (without bio components) | KTOE | AL | 2009 | nrg_110a | 0.73269
Imports | 3285 | 3285-Petroleum coke | KTOE | PL | 2014 | nrg_110a | 0.83317
Imports | 2117 | 2117-Other Bituminous Coal | KTOE | CY | 2014 | nrg_101a | 0.11723
Imports | 2117 | 2117-Other Bituminous Coal | KTOE | EE | 2013 | nrg_101a | 1.6035
Imports | 2117 | 2117-Other Bituminous Coal | KTOE | RS | 2011 | nrg_101a | 3.877
Imports | 3191 | 3191-Refinery feedstocks | KTOE | RS | 2012 | nrg_102a | 0.51916
Imports | 3247 | 3247-Kerosene type jet fuel (without bio components) | KTOE | CY | 2014 | nrg_102a | 9.7469
Imports | 3247 | 3247-Kerosene type jet fuel (without bio components) | KTOE | SE | 2012 | nrg_102a | 28.0809
Imports | 3285 | 3285-Petroleum coke | KTOE | RS | 2011 | nrg_102a | 2.2023
Imports | 3285 | 3285-Petroleum coke | KTOE | SE | 2012 | nrg_102a | 0.41449
Transformation input in Coke Ovens | 3285 | 3285-Petroleum coke | KTOE | DE | 2013 | nrg_102a | 31.6606
Imports | 2117 | 2117-Other Bituminous Coal | KTOE | EE | 2014 | nrg_110a | 2.2274
Imports | 2117 | 2117-Other Bituminous Coal | KTOE | RS | 2014 | nrg_110a | 3.295
Imports | 3191 | 3191-Refinery feedstocks | KTOE | CZ | 2013 | nrg_110a | 0.72432
Imports | 3191 | 3191-Refinery feedstocks | KTOE | RS | 2012 | nrg_110a | 0.51916
Imports | 3247 | 3247-Kerosene type jet fuel (without bio components) | KTOE | CY | 2010 | nrg_110a | 12.2171
Imports | 3247 | 3247-Kerosene type jet fuel (without bio components) | KTOE | SE | 2012 | nrg_110a | 28.0809
Imports | 3285 | 3285-Petroleum coke | KTOE | RS | 2011 | nrg_110a | 2.2023
Primary production | 2117 | 2117-Other Bituminous Coal | KTOE | UK | 2011 | nrg_101a | 425.6426
Imports | 2117 | 2117-Other Bituminous Coal | KTOE | MK | 2013 | nrg_101a | 0.12979
Imports | 2117 | 2117-Other Bituminous Coal | KTOE | PT | 2013 | nrg_101a | 105.2227
Imports | 3191 | 3191-Refinery feedstocks | KTOE | RO | 2010 | nrg_102a | 0.76618
Imports | 3247 | 3247-Kerosene type jet fuel (without bio components) | KTOE | EL | 2013 | nrg_102a | 1.591
Imports | 3247 | 3247-Kerosene type jet fuel (without bio components) | KTOE | ME | 2013 | nrg_102a | 0.5694
Imports | 3285 | 3285-Petroleum coke | KTOE | MK | 2014 | nrg_102a | 5.2461
Imports | 2117 | 2117-Other Bituminous Coal | KTOE | EL | 2012 | nrg_110a | 7.5111
Imports | 3191 | 3191-Refinery feedstocks | KTOE | PT | 2009 | nrg_110a | 38.4683
Imports | 3191 | 3191-Refinery feedstocks | KTOE | RO | 2009 | nrg_110a | 1.5282
Imports | 3247 | 3247-Kerosene type jet fuel (without bio components) | KTOE | EL | 2013 | nrg_110a | 1.591
Imports | 3247 | 3247-Kerosene type jet fuel (without bio components) | KTOE | ME | 2011 | nrg_110a | 0.52754
Imports | 3247 | 3247-Kerosene type jet fuel (without bio components) | KTOE | PT | 2009 | nrg_110a | 6.837
Imports | 3285 | 3285-Petroleum coke | KTOE | PT | 2010 | nrg_110a | 18.6229
Primary production | 5549 | 5549-Bio jet kerosene | KTOE | FI | 2011 | nrg_110a | 0.037681
Primary production | 2117 | 2117-Other Bituminous Coal | KTOE | ES | 2011 | nrg_101a | 31.9034
Imports | 2117 | 2117-Other Bituminous Coal | KTOE | DE | 2012 | nrg_101a | 980.6658
Consumption in Coke Ovens | 2117 | 2117-Other Bituminous Coal | KTOE | PL | 2011 | nrg_101a | 0.066989
Imports | 3247 | 3247-Kerosene type jet fuel (without bio components) | KTOE | LT | 2011 | nrg_102a | 0.30145
Imports | 3285 | 3285-Petroleum coke | KTOE | SK | 2014 | nrg_102a | 3.9858
Imports | 3285 | 3285-Petroleum coke | KTOE | TR | 2012 | nrg_102a | 53.2226
Imports | 3285 | 3285-Petroleum coke | KTOE | DE | 2009 | nrg_102a | 23.4921
Primary production | 2117 | 2117-Other Bituminous Coal | KTOE | CZ | 2012 | nrg_110a | 162.653
Imports | 2117 | 2117-Other Bituminous Coal | KTOE | HU | 2009 | nrg_110a | 9.0979
Imports | 2117 | 2117-Other Bituminous Coal | KTOE | HR | 2013 | nrg_110a | 29.7137
Imports | 2117 | 2117-Other Bituminous Coal | KTOE | FR | 2010 | nrg_110a | 337.0625
Imports | 2117 | 2117-Other Bituminous Coal | KTOE | IT | 2014 | nrg_110a | 432.9319
Imports | 2117 | 2117-Other Bituminous Coal | KTOE | MD | 2012 | nrg_110a | 0.87085
Imports | 3191 | 3191-Refinery feedstocks | KTOE | HR | 2013 | nrg_110a | 12.0412
Imports | 3191 | 3191-Refinery feedstocks | KTOE | HU | 2014 | nrg_110a | 11.2457
Imports | 3247 | 3247-Kerosene type jet fuel (without bio components) | KTOE | IS | 2014 | nrg_110a | 8.0847
Imports | 5547 | 5547-Biodiesels | KTOE | CY | 2014 | nrg_107a | 0.41031
Imports | 2121 | 2121-Coke Oven Coke | KTOE | RS | 2009 | nrg_110a | 18.8113
Imports | 2121 | 2121-Coke Oven Coke | KTOE | PT | 2011 | nrg_110a | 0.083736
Imports | 3286 | 3286-Paraffin Waxes | KTOE | RS | 2014 | nrg_110a | 0.20097
Imports | 5547 | 5547-Biodiesels | KTOE | BG | 2011 | nrg_110a | 0.52335
Imports | 5547 | 5547-Biodiesels | KTOE | PT | 2009 | nrg_110a | 0.51498
Primary production | 2100 | 2100-Hard coal and derivatives | KTOE | UA | 2011 | nrg_101a | 1531.5733
Imports | 2100 | 2100-Hard coal and derivatives | KTOE | ES | 2013 | nrg_101a | 338.4651
Imports | 2100 | 2100-Hard coal and derivatives | KTOE | MK | 2010 | nrg_101a | 5.4052
Transformation input in Patent Fuel Plants | 2100 | 2100-Hard coal and derivatives | KTOE | UA | 2014 | nrg_101a | 1.39
Transformation input in Coke Ovens | 2100 | 2100-Hard coal and derivatives | KTOE | SE | 2013 | nrg_101a | 42.002
Consumption in Coal Mines | 2100 | 2100-Hard coal and derivatives | KTOE | HU | 2009 | nrg_101a | 0.046055
Consumption in Coal Mines | 2100 | 2100-Hard coal and derivatives | KTOE | PL | 2009 | nrg_101a | 6.5775
Transformation output from Coke Ovens | 2100 | 2100-Hard coal and derivatives | KTOE | HU | 2012 | nrg_101a | 31.5015
Imports | 2121 | 2121-Coke Oven Coke | KTOE | ES | 2011 | nrg_101a | 4.7018
Imports | 2121 | 2121-Coke Oven Coke | KTOE | MK | 2010 | nrg_101a | 0.77037
Transformation output from Coke Ovens | 2121 | 2121-Coke Oven Coke | KTOE | ES | 2012 | nrg_101a | 49.5885
Transformation output from Coke Ovens | 2121 | 2121-Coke Oven Coke | KTOE | IT | 2010 | nrg_101a | 117.1341
Imports | 3286 | 3286-Paraffin Waxes | KTOE | ES | 2009 | nrg_102a | 0.84155
Primary production | 5540 | 5540-Biomass and renewable wastes | KTOE | FR | 2011 | nrg_107a | 509.8811
Primary production | 5540 | 5540-Biomass and renewable wastes | KTOE | UK | 2012 | nrg_107a | 219.0157
Imports | 5540 | 5540-Biomass and renewable wastes | KTOE | ES | 2013 | nrg_107a | 45.4896
Imports | 5540 | 5540-Biomass and renewable wastes | KTOE | RO | 2013 | nrg_107a | 8.1852
Primary production | 5547 | 5547-Biodiesels | KTOE | FR | 2011 | nrg_107a | 67.7675
Primary production | 5547 | 5547-Biodiesels | KTOE | HU | 2009 | nrg_107a | 4.7018
Imports | 5547 | 5547-Biodiesels | KTOE | EL | 2010 | nrg_107a | 0.64477
Imports | 2118 | 2118-Sub-bituminous Coal | KTOE | RO | 2009 | nrg_110a | 16.8267
Imports | 2121 | 2121-Coke Oven Coke | KTOE | MK | 2011 | nrg_110a | 1.1974
Transformation output from Coke Ovens | 2121 | 2121-Coke Oven Coke | KTOE | HU | 2014 | nrg_110a | 26.3057
Primary production | 3193 | 3193-Other hydrocarbons | KTOE | UK | 2013 | nrg_110a | 1.0634
Primary production | 5547 | 5547-Biodiesels | KTOE | FR | 2014 | nrg_110a | 86.8552
Imports | 5547 | 5547-Biodiesels | KTOE | ES | 2011 | nrg_110a | 53.3022
Primary production | 2100 | 2100-Hard coal and derivatives | KTOE | CZ | 2014 | nrg_101a | 234.3436
Imports | 2100 | 2100-Hard coal and derivatives | KTOE | HU | 2010 | nrg_101a | 58.8036
Imports | 2100 | 2100-Hard coal and derivatives | KTOE | LT | 2009 | nrg_101a | 5.4135
Imports | 2100 | 2100-Hard coal and derivatives | KTOE | IT | 2010 | nrg_101a | 586.0934
Imports | 2100 | 2100-Hard coal and derivatives | KTOE | NL | 2010 | nrg_101a | 532.7201
Imports | 2100 | 2100-Hard coal and derivatives | KTOE | SK | 2011 | nrg_101a | 124.8839
Transformation input in Coke Ovens | 2100 | 2100-Hard coal and derivatives | KTOE | UA | 2013 | nrg_101a | 721.1261
Transformation output from Coke Ovens | 2100 | 2100-Hard coal and derivatives | KTOE | NL | 2009 | nrg_101a | 51.4432
Transformation output from Coke Ovens | 2100 | 2100-Hard coal and derivatives | KTOE | SK | 2013 | nrg_101a | 45.992
Imports | 2118 | 2118-Sub-bituminous Coal | KTOE | HU | 2009 | nrg_101a | 6.1839
Primary production | 2118 | 2118-Sub-bituminous Coal | KTOE | RS | 2009 | nrg_101a | 0.16329
Imports | 2121 | 2121-Coke Oven Coke | KTOE | CZ | 2013 | nrg_101a | 12.2255
Imports | 2121 | 2121-Coke Oven Coke | KTOE | LV | 2013 | nrg_101a | 0.029308
Imports | 2121 | 2121-Coke Oven Coke | KTOE | SK | 2010 | nrg_101a | 17.3836
Transformation input in Coke Ovens | 2121 | 2121-Coke Oven Coke | KTOE | PL | 2010 | nrg_101a | 3.0229
Transformation output from Coke Ovens | 2121 | 2121-Coke Oven Coke | KTOE | PL | 2013 | nrg_101a | 266.762
Transformation output from Coke Ovens | 2121 | 2121-Coke Oven Coke | KTOE | SE | 2011 | nrg_101a | 34.8551
Transformation output from Coke Ovens | 2121 | 2121-Coke Oven Coke | KTOE | TR | 2012 | nrg_101a | 116.0539
Transformation input in Gas Works | 2410 | 2410-Oil shale and oil sands | KTOE | EE | 2013 | nrg_101a | 10.781
Imports | 3286 | 3286-Paraffin Waxes | KTOE | CZ | 2011 | nrg_102a | 0.40193
Imports | 3286 | 3286-Paraffin Waxes | KTOE | HR | 2009 | nrg_102a | 0.30145
Imports | 3286 | 3286-Paraffin Waxes | KTOE | NL | 2009 | nrg_102a | 4.4422
Primary production | 5540 | 5540-Biomass and renewable wastes | KTOE | BG | 2014 | nrg_107a | 49.0316
Primary production | 5540 | 5540-Biomass and renewable wastes | KTOE | CZ | 2009 | nrg_107a | 98.2098
Primary production | 5540 | 5540-Biomass and renewable wastes | KTOE | DE | 2010 | nrg_107a | 882.657
Primary production | 5540 | 5540-Biomass and renewable wastes | KTOE | DK | 2014 | nrg_107a | 80.956
Primary production | 5540 | 5540-Biomass and renewable wastes | KTOE | FI | 2010 | nrg_107a | 347.2909
Primary production | 5540 | 5540-Biomass and renewable wastes | KTOE | RS | 2012 | nrg_107a | 44.2252
Primary production | 5540 | 5540-Biomass and renewable wastes | KTOE | SI | 2010 | nrg_107a | 28.1479
Imports | 5540 | 5540-Biomass and renewable wastes | KTOE | CZ | 2012 | nrg_107a | 8.742
Imports | 3192 | 3192-Additives/Oxygenates | KTOE | IT | 2013 | nrg_110a | 5.2754
Imports | 3192 | 3192-Additives/Oxygenates | KTOE | FR | 2009 | nrg_110a | 8.1601
Imports | 3192 | 3192-Additives/Oxygenates | KTOE | SK | 2011 | nrg_110a | 0.087923
Primary production | 5541 | 5541-Solid biofuels (excluding charcoal) | KTOE | ES | 2014 | nrg_110a | 216.064
Primary production | 5541 | 5541-Solid biofuels (excluding charcoal) | KTOE | SE | 2010 | nrg_110a | 397.7293
Primary production | 5541 | 5541-Solid biofuels (excluding charcoal) | KTOE | UK | 2013 | nrg_110a | 114.9612
Primary production | 5541 | 5541-Solid biofuels (excluding charcoal) | KTOE | XK | 2012 | nrg_110a | 10.2367
Imports | 5541 | 5541-Solid biofuels (excluding charcoal) | KTOE | CZ | 2013 | nrg_110a | 4.7395
Imports | 5541 | 5541-Solid biofuels (excluding charcoal) | KTOE | HU | 2014 | nrg_110a | 1.9008
Imports | 5541 | 5541-Solid biofuels (excluding charcoal) | KTOE | HR | 2009 | nrg_110a | 0.066989
Imports | 5541 | 5541-Solid biofuels (excluding charcoal) | KTOE | MT | 2012 | nrg_110a | 0.041868
Imports | 3100 | 3100-Crude oil, feedstocks and other hydrocarbons | KTOE | BE | 2013 | nrg_102a | 1281.8516
Primary production | 3100 | 3100-Crude oil, feedstocks and other hydrocarbons | KTOE | LT | 2012 | nrg_102a | 4.3375
Imports | 3100 | 3100-Crude oil, feedstocks and other hydrocarbons | KTOE | SK | 2009 | nrg_102a | 233.1294
Imports | 3192 | 3192-Additives/Oxygenates | KTOE | BE | 2009 | nrg_102a | 1.6538
Imports | 3192 | 3192-Additives/Oxygenates | KTOE | FR | 2013 | nrg_102a | 3.4834
Imports | 5541 | 5541-Solid biofuels (excluding charcoal) | KTOE | UK | 2010 | nrg_107a | 33.126
Primary production | 5541 | 5541-Solid biofuels (excluding charcoal) | KTOE | IT | 2012 | nrg_107a | 303.4969
Primary production | 5541 | 5541-Solid biofuels (excluding charcoal) | KTOE | LU | 2013 | nrg_107a | 2.018
Primary production | 5541 | 5541-Solid biofuels (excluding charcoal) | KTOE | LT | 2013 | nrg_107a | 43.593
Imports | 5541 | 5541-Solid biofuels (excluding charcoal) | KTOE | AT | 2014 | nrg_107a | 18.8657
Imports | 5541 | 5541-Solid biofuels (excluding charcoal) | KTOE | FI | 2009 | nrg_107a | 6.2886
Consumption in Coal Mines | 5541 | 5541-Solid biofuels (excluding charcoal) | KTOE | UA | 2011 | nrg_107a | 0.037681
Primary production | 3192 | 3192-Additives/Oxygenates | KTOE | NL | 2011 | nrg_110a | 5.5266
Primary production | 5541 | 5541-Solid biofuels (excluding charcoal) | KTOE | NL | 2012 | nrg_110a | 51.7865
Imports | 5541 | 5541-Solid biofuels (excluding charcoal) | KTOE | BE | 2010 | nrg_110a | 21.7044
Imports | 5541 | 5541-Solid biofuels (excluding charcoal) | KTOE | DK | 2009 | nrg_110a | 24.049
Imports | 5541 | 5541-Solid biofuels (excluding charcoal) | KTOE | UK | 2014 | nrg_110a | 77.4223
Imports | 5541 | 5541-Solid biofuels (excluding charcoal) | KTOE | XK | 2010 | nrg_110a | 0.050242
Primary production | 3192 | 3192-Additives/Oxygenates | KTOE | NO | 2010 | nrg_102a | 4.8567
Primary production | 3100 | 3100-Crude oil, feedstocks and other hydrocarbons | KTOE | MD | 2014 | nrg_102a | 0.26377
Primary production | 5541 | 5541-Solid biofuels (excluding charcoal) | KTOE | MD | 2014 | nrg_107a | 12.2757
Primary production | 5541 | 5541-Solid biofuels (excluding charcoal) | KTOE | PT | 2014 | nrg_107a | 112.3779
Imports | 3192 | 3192-Additives/Oxygenates | KTOE | SE | 2014 | nrg_110a | 0.59453
Consumption in BKB / PB Plants | 5541 | 5541-Solid biofuels (excluding charcoal) | KTOE | LT | 2012 | nrg_110a | 0.0041868
Primary production | 5541 | 5541-Solid biofuels (excluding charcoal) | KTOE | PL | 2011 | nrg_110a | 265.8869
Primary production | 5541 | 5541-Solid biofuels (excluding charcoal) | KTOE | MK | 2013 | nrg_110a | 6.6989
Primary production | 5541 | 5541-Solid biofuels (excluding charcoal) | KTOE | RO | 2012 | nrg_110a | 158.8932
Imports | 5541 | 5541-Solid biofuels (excluding charcoal) | KTOE | CY | 2012 | nrg_110a | 0.12142
Imports | 3100 | 3100-Crude oil, feedstocks and other hydrocarbons | KTOE | EL | 2012 | nrg_102a | 975.3527
Primary production | 3100 | 3100-Crude oil, feedstocks and other hydrocarbons | KTOE | AT | 2009 | nrg_102a | 43.4674
Primary production | 3100 | 3100-Crude oil, feedstocks and other hydrocarbons | KTOE | HU | 2013 | nrg_102a | 34.2062
Primary production | 3100 | 3100-Crude oil, feedstocks and other hydrocarbons | KTOE | UA | 2011 | nrg_102a | 141.8572
Primary production | 3100 | 3100-Crude oil, feedstocks and other hydrocarbons | KTOE | UK | 2011 | nrg_102a | 2204.8903
Primary production | 3192 | 3192-Additives/Oxygenates | KTOE | FI | 2009 | nrg_102a | 4.124
Primary production | 3192 | 3192-Additives/Oxygenates | KTOE | FR | 2009 | nrg_102a | 13.1759
Imports | 3192 | 3192-Additives/Oxygenates | KTOE | EL | 2011 | nrg_102a | 8.7588
Imports | 3192 | 3192-Additives/Oxygenates | KTOE | PT | 2014 | nrg_102a | 4.0696
Imports | 5541 | 5541-Solid biofuels (excluding charcoal) | KTOE | MK | 2014 | nrg_107a | 0.35169
Imports | 5541 | 5541-Solid biofuels (excluding charcoal) | KTOE | RO | 2013 | nrg_107a | 4.1701
Primary production | 5541 | 5541-Solid biofuels (excluding charcoal) | KTOE | AT | 2009 | nrg_107a | 162.272
Primary production | 5541 | 5541-Solid biofuels (excluding charcoal) | KTOE | UK | 2011 | nrg_107a | 88.9695
Imports | 5541 | 5541-Solid biofuels (excluding charcoal) | KTOE | ES | 2013 | nrg_107a | 12.9749
Imports | 5541 | 5541-Solid biofuels (excluding charcoal) | KTOE | EL | 2011 | nrg_107a | 4.1031
Primary production | 3192 | 3192-Additives/Oxygenates | KTOE | FR | 2012 | nrg_110a | 7.9884
Primary production | 3192 | 3192-Additives/Oxygenates | KTOE | UA | 2013 | nrg_110a | 3.5169
Imports | 3192 | 3192-Additives/Oxygenates | KTOE | EL | 2009 | nrg_110a | 4.3794
Primary production | 5541 | 5541-Solid biofuels (excluding charcoal) | KTOE | AL | 2013 | nrg_110a | 8.4364
Primary production | 5500 | 5500-Renewable energies | KTOE | RO | 2010 | nrg_100a | 238.9993
Primary production | 5500 | 5500-Renewable energies | KTOE | UK | 2009 | nrg_100a | 229.8637
Imports | 5500 | 5500-Renewable energies | KTOE | IS | 2012 | nrg_100a | 0.0083736
Imports | 5500 | 5500-Renewable energies | KTOE | FR | 2012 | nrg_100a | 17.6181
Imports | 5500 | 5500-Renewable energies | KTOE | MT | 2013 | nrg_100a | 0.13398
Primary production | 5500 | 5500-Renewable energies | KTOE | LU | 2014 | nrg_107a | 5.0367
Primary production | 5500 | 5500-Renewable energies | KTOE | MT | 2010 | nrg_107a | 0.18841
Imports | 5500 | 5500-Renewable energies | KTOE | DK | 2009 | nrg_107a | 24.2876
Imports | 5500 | 5500-Renewable energies | KTOE | UA | 2014 | nrg_107a | 1.0844
Imports | 5500 | 5500-Renewable energies | KTOE | SI | 2013 | nrg_107a | 2.4535
Imports | 5500 | 5500-Renewable energies | KTOE | FI | 2013 | nrg_110a | 13.5945
Imports | 5500 | 5500-Renewable energies | KTOE | SK | 2010 | nrg_110a | 1.658
Imports | 5500 | 5500-Renewable energies | KTOE | SI | 2013 | nrg_110a | 2.4535
Imports | 5500 | 5500-Renewable energies | KTOE | XK | 2013 | nrg_110a | 0.029308
Primary production | 5500 | 5500-Renewable energies | KTOE | LT | 2010 | nrg_100a | 49.601
Imports | 5500 | 5500-Renewable energies | KTOE | BE | 2009 | nrg_100a | 22.8097
Imports | 5500 | 5500-Renewable energies | KTOE | DK | 2012 | nrg_100a | 52.5988
Imports | 5500 | 5500-Renewable energies | KTOE | XK | 2011 | nrg_100a | 0.066989
Consumption in Coal Mines | 5500 | 5500-Renewable energies | KTOE | UA | 2009 | nrg_100a | 0.058615
Primary production | 5500 | 5500-Renewable energies | KTOE | SI | 2011 | nrg_107a | 41.9475
Primary production | 5500 | 5500-Renewable energies | KTOE | SK | 2011 | nrg_110a | 58.0625
Primary production | 5500 | 5500-Renewable energies | KTOE | SK | 2010 | nrg_100a | 58.7743
Primary production | 5500 | 5500-Renewable energies | KTOE | TR | 2013 | nrg_100a | 574.3369
Primary production | 5500 | 5500-Renewable energies | KTOE | UA | 2011 | nrg_110a | 113.6842
Imports | 5500 | 5500-Renewable energies | KTOE | NO | 2014 | nrg_107a | 6.2425
Primary production | 5500 | 5500-Renewable energies | KTOE | PL | 2011 | nrg_107a | 311.4728
Imports | 5500 | 5500-Renewable energies | KTOE | CY | 2012 | nrg_110a | 0.90435
Primary production | 5500 | 5500-Renewable energies | KTOE | PT | 2010 | nrg_100a | 236.1983
Primary production | 5500 | 5500-Renewable energies | KTOE | MK | 2013 | nrg_107a | 12.8493
Primary production | 5500 | 5500-Renewable energies | KTOE | MD | 2009 | nrg_107a | 4.685
Imports | 5500 | 5500-Renewable energies | KTOE | RO | 2009 | nrg_107a | 3.115
Consumption in Coal Mines | 5500 | 5500-Renewable energies | KTOE | RO | 2009 | nrg_107a | 0.0083736
Primary production | 5500 | 5500-Renewable energies | KTOE | HR | 2011 | nrg_110a | 78.9714
Imports | 5500 | 5500-Renewable energies | KTOE | EE | 2013 | nrg_110a | 0.49404
Imports | 5500 | 5500-Renewable energies | KTOE | ME | 2013 | nrg_110a | 0.020934
Imports | 5500 | 5500-Renewable energies | KTOE | RO | 2013 | nrg_110a | 8.1852
Primary production | 5500 | 5500-Renewable energies | KTOE | AT | 2013 | nrg_100a | 394.6185
Primary production | 5500 | 5500-Renewable energies | KTOE | HR | 2011 | nrg_100a | 78.9714
Primary production | 5500 | 5500-Renewable energies | KTOE | FR | 2010 | nrg_100a | 864.4402
Primary production | 5500 | 5500-Renewable energies | KTOE | ME | 2012 | nrg_100a | 13.2094
Imports | 5500 | 5500-Renewable energies | KTOE | EE | 2012 | nrg_100a | 0.77037
Imports | 5500 | 5500-Renewable energies | KTOE | ES | 2009 | nrg_100a | 18.8364
Imports | 5500 | 5500-Renewable energies | KTOE | ME | 2009 | nrg_100a | 0.01256
Imports | 5500 | 5500-Renewable energies | KTOE | RO | 2011 | nrg_100a | 4.8023
Primary production | 5500 | 5500-Renewable energies | KTOE | CY | 2014 | nrg_107a | 4.6473
Primary production | 5500 | 5500-Renewable energies | KTOE | ES | 2011 | nrg_107a | 584.2512
Primary production | 5500 | 5500-Renewable energies | KTOE | FI | 2011 | nrg_107a | 384.4697
Primary production | 5500 | 5500-Renewable energies | KTOE | EL | 2013 | nrg_107a | 104.1173
Primary production | 5500 | 5500-Renewable energies | KTOE | RO | 2012 | nrg_107a | 219.4804
Primary production | 5500 | 5500-Renewable energies | KTOE | UK | 2011 | nrg_107a | 275.3533
Imports | 5500 | 5500-Renewable energies | KTOE | CZ | 2011 | nrg_107a | 8.0847
Imports | 5500 | 5500-Renewable energies | KTOE | DE | 2014 | nrg_107a | 46.2893
Imports | 5500 | 5500-Renewable energies | KTOE | IS | 2014 | nrg_107a | 0.15491
Imports | 5500 | 5500-Renewable energies | KTOE | IE | 2014 | nrg_107a | 4.5176
Imports | 5500 | 5500-Renewable energies | KTOE | FR | 2014 | nrg_107a | 23.5047
Consumption in BKB / PB Plants | 5500 | 5500-Renewable energies | KTOE | DE | 2010 | nrg_107a | 0.016747
Primary production | 5500 | 5500-Renewable energies | KTOE | CZ | 2011 | nrg_110a | 126.927
Primary production | 5500 | 5500-Renewable energies | KTOE | DE | 2012 | nrg_110a | 1343.385
Primary production | 5500 | 5500-Renewable energies | KTOE | FI | 2011 | nrg_110a | 384.4697
Primary production | 5500 | 5500-Renewable energies | KTOE | IS | 2012 | nrg_110a | 212.3043
Primary production | 5500 | 5500-Renewable energies | KTOE | RS | 2012 | nrg_110a | 77.9163
Primary production | 5500 | 5500-Renewable energies | KTOE | UK | 2014 | nrg_110a | 405.9396
Primary production | 5500 | 5500-Renewable energies | KTOE | XK | 2014 | nrg_110a | 10.9945
Imports | 5500 | 5500-Renewable energies | KTOE | LT | 2009 | nrg_110a | 3.3494
Imports | 5500 | 5500-Renewable energies | KTOE | LU | 2013 | nrg_110a | 2.6377
Imports | 5500 | 5500-Renewable energies | KTOE | LV | 2013 | nrg_110a | 2.3446
Imports | 2230 | 2230-BKB (brown coal briquettes) | KTOE | IE | 2012 | nrg_110a | 0.49823
Imports | 2310 | 2310-Peat | KTOE | UA | 2013 | nrg_110a | 0.23865
Consumption in BKB / PB Plants | 2230 | 2230-BKB (brown coal briquettes) | KTOE | DE | 2009 | nrg_110a | 0.1591
Primary production | 2310 | 2310-Peat | KTOE | IE | 2012 | nrg_110a | 13.2052
Primary production | 2310 | 2310-Peat | KTOE | SE | 2013 | nrg_110a | 7.8
Primary production | 2310 | 2310-Peat | KTOE | RO | 2010 | nrg_110a | 0.025121
Imports | 3281 | 3281-White Spirit and SBP | KTOE | CZ | 2012 | nrg_110a | 0.64477
Imports | 3282 | 3282-Lubricants | KTOE | IT | 2010 | nrg_110a | 9.8264
Imports | 3282 | 3282-Lubricants | KTOE | MD | 2012 | nrg_110a | 0.33494
Imports | 3282 | 3282-Lubricants | KTOE | NL | 2009 | nrg_110a | 34.9012
Imports | 3282 | 3282-Lubricants | KTOE | TR | 2012 | nrg_110a | 39.7034
Imports | 3282 | 3282-Lubricants | KTOE | UA | 2014 | nrg_110a | 8.1475
Primary production | 5532 | 5532-Solar thermal | KTOE | SI | 2009 | nrg_110a | 0.32657
Transformation output from BKB / PB Plants | 2230 | 2230-BKB (brown coal briquettes) | KTOE | DE | 2011 | nrg_101a | 138.4407
Transformation input in BKB / PB Plants | 2310 | 2310-Peat | KTOE | LT | 2014 | nrg_101a | 0.09211
Imports | 3282 | 3282-Lubricants | KTOE | BG | 2010 | nrg_102a | 1.6077
Imports | 3282 | 3282-Lubricants | KTOE | FI | 2009 | nrg_102a | 7.0966
Imports | 3282 | 3282-Lubricants | KTOE | SK | 2013 | nrg_102a | 2.5539
Imports | 3281 | 3281-White Spirit and SBP | KTOE | DK | 2012 | nrg_102a | 0.43543
Primary production | 5532 | 5532-Solar thermal | KTOE | NL | 2013 | nrg_107a | 1.1053
Primary production | 5532 | 5532-Solar thermal | KTOE | MT | 2011 | nrg_107a | 0.16329
Consumption in Coal Mines | 2230 | 2230-BKB (brown coal briquettes) | KTOE | DE | 2010 | nrg_110a | 0.079549
Imports | 2230 | 2230-BKB (brown coal briquettes) | KTOE | BE | 2009 | nrg_110a | 3.7388
Imports | 3281 | 3281-White Spirit and SBP | KTOE | BE | 2011 | nrg_110a | 0.43543
Imports | 3281 | 3281-White Spirit and SBP | KTOE | UK | 2013 | nrg_110a | 9.6255
Imports | 3282 | 3282-Lubricants | KTOE | BG | 2014 | nrg_110a | 0.84573
Imports | 3282 | 3282-Lubricants | KTOE | FR | 2014 | nrg_110a | 33.5153
Imports | 3282 | 3282-Lubricants | KTOE | SI | 2009 | nrg_110a | 0.79968
Imports | 3282 | 3282-Lubricants | KTOE | XK | 2009 | nrg_110a | 0.25121
Primary production | 5532 | 5532-Solar thermal | KTOE | LU | 2014 | nrg_110a | 0.12979
Primary production | 5532 | 5532-Solar thermal | KTOE | MT | 2011 | nrg_110a | 0.16329
Primary production | 5532 | 5532-Solar thermal | KTOE | SK | 2012 | nrg_107a | 0.22609
Primary production | 5532 | 5532-Solar thermal | KTOE | TR | 2013 | nrg_107a | 33.2851
Imports | 2230 | 2230-BKB (brown coal briquettes) | KTOE | PL | 2012 | nrg_101a | 0.20097
Imports | 3282 | 3282-Lubricants | KTOE | PL | 2013 | nrg_102a | 8.3569
Imports | 3281 | 3281-White Spirit and SBP | KTOE | NO | 2012 | nrg_102a | 0.56522
Imports | 3281 | 3281-White Spirit and SBP | KTOE | NO | 2014 | nrg_110a | 0.82899
Imports | 3282 | 3282-Lubricants | KTOE | AL | 2009 | nrg_110a | 0.37681
Imports | 3282 | 3282-Lubricants | KTOE | PL | 2012 | nrg_110a | 8.0638
Imports | 3282 | 3282-Lubricants | KTOE | PT | 2014 | nrg_102a | 1.5952
Imports | 3282 | 3282-Lubricants | KTOE | SE | 2009 | nrg_102a | 2.7717
Imports | 3281 | 3281-White Spirit and SBP | KTOE | BG | 2012 | nrg_102a | 0.26377
Imports | 2230 | 2230-BKB (brown coal briquettes) | KTOE | RS | 2010 | nrg_110a | 0.18003
Imports | 3282 | 3282-Lubricants | KTOE | CY | 2014 | nrg_110a | 0.28052
Transformation output from BKB / PB Plants | 2230 | 2230-BKB (brown coal briquettes) | KTOE | RS | 2010 | nrg_101a | 11.1411
Imports | 2310 | 2310-Peat | KTOE | RO | 2013 | nrg_101a | 0.34332
Consumption in BKB / PB Plants | 2310 | 2310-Peat | KTOE | IE | 2009 | nrg_101a | 0.73269
Imports | 3282 | 3282-Lubricants | KTOE | EL | 2011 | nrg_102a | 0.16747
Imports | 3282 | 3282-Lubricants | KTOE | ES | 2013 | nrg_102a | 2.1018
Imports | 3282 | 3282-Lubricants | KTOE | ME | 2011 | nrg_102a | 0.079549
Transformation output from BKB / PB Plants | 2230 | 2230-BKB (brown coal briquettes) | KTOE | RS | 2012 | nrg_110a | 10.3791
Transformation input in BKB / PB Plants | 2310 | 2310-Peat | KTOE | FI | 2013 | nrg_110a | 0.30982
Transformation input in BKB / PB Plants | 2310 | 2310-Peat | KTOE | IE | 2014 | nrg_110a | 4.5636
Imports | 3282 | 3282-Lubricants | KTOE | EE | 2010 | nrg_110a | 0.1256
Imports | 3282 | 3282-Lubricants | KTOE | EL | 2011 | nrg_110a | 0.16747
Imports | 3282 | 3282-Lubricants | KTOE | ES | 2011 | nrg_110a | 8.1475
Imports | 3282 | 3282-Lubricants | KTOE | MK | 2012 | nrg_110a | 0.32238
Primary production | 5532 | 5532-Solar thermal | KTOE | AL | 2010 | nrg_110a | 0.28052
Primary production | 5532 | 5532-Solar thermal | KTOE | BE | 2009 | nrg_110a | 0.46473
Primary production | 5532 | 5532-Solar thermal | KTOE | FR | 2011 | nrg_110a | 2.9852
Primary production | 5532 | 5532-Solar thermal | KTOE | HR | 2014 | nrg_110a | 0.38519
Primary production | 5532 | 5532-Solar thermal | KTOE | HU | 2009 | nrg_110a | 0.18841
Imports | 2230 | 2230-BKB (brown coal briquettes) | KTOE | HU | 2013 | nrg_101a | 0.12142
Imports | 3282 | 3282-Lubricants | KTOE | DE | 2009 | nrg_102a | 26.0963
Imports | 3282 | 3282-Lubricants | KTOE | IT | 2014 | nrg_102a | 12.5981
Imports | 3282 | 3282-Lubricants | KTOE | IE | 2010 | nrg_102a | 1.3523
Imports | 3282 | 3282-Lubricants | KTOE | HU | 2014 | nrg_102a | 0.4773
Imports | 3282 | 3282-Lubricants | KTOE | NO | 2013 | nrg_102a | 0.25121
Primary production | 2000 | 2000-Solid fuels | KTOE | NO | 2012 | nrg_101a | 34.5369
Imports | 2000 | 2000-Solid fuels | KTOE | AL | 2012 | nrg_110a | 6.7491
Transformation input in BKB / PB Plants | 2000 | 2000-Solid fuels | KTOE | EE | 2011 | nrg_110a | 1.2519
Primary production | 3000 | 3000-Total petroleum products | KTOE | NO | 2014 | nrg_110a | 3640.5901
Consumption in Oil and gas extraction | 3000 | 3000-Total petroleum products | KTOE | SK | 2009 | nrg_110a | 0.041868
Imports | 2000 | 2000-Solid fuels | KTOE | PL | 2009 | nrg_100a | 273.6911
Imports | 2000 | 2000-Solid fuels | KTOE | NO | 2011 | nrg_100a | 32.8915
Transformation input in Coke Ovens | 2000 | 2000-Solid fuels | KTOE | EE | 2011 | nrg_100a | 0.85411
Transformation input in BKB / PB Plants | 2000 | 2000-Solid fuels | KTOE | EE | 2013 | nrg_100a | 0.87923
Imports | 3000 | 3000-Total petroleum products | KTOE | NO | 2010 | nrg_100a | 251.0238
Imports | 2000 | 2000-Solid fuels | KTOE | CZ | 2011 | nrg_101a | 91.9672
Imports | 2000 | 2000-Solid fuels | KTOE | RS | 2010 | nrg_101a | 31.9537
Imports | 2000 | 2000-Solid fuels | KTOE | SE | 2009 | nrg_101a | 64.573
Imports | 2000 | 2000-Solid fuels | KTOE | RO | 2012 | nrg_101a | 53.3063
Imports | 3000 | 3000-Total petroleum products | KTOE | BG | 2012 | nrg_102a | 332.5826
Imports | 3000 | 3000-Total petroleum products | KTOE | CY | 2014 | nrg_102a | 94.8645
Imports | 3000 | 3000-Total petroleum products | KTOE | PL | 2014 | nrg_102a | 1188.7832
Consumption in Coal Mines | 2000 | 2000-Solid fuels | KTOE | HU | 2010 | nrg_110a | 0.066989
Imports | 2000 | 2000-Solid fuels | KTOE | RO | 2010 | nrg_110a | 53.7543
Imports | 2000 | 2000-Solid fuels | KTOE | RS | 2013 | nrg_110a | 12.9707
Transformation input in Coke Ovens | 2000 | 2000-Solid fuels | KTOE | DE | 2013 | nrg_110a | 317.0119
Consumption in Gas Works | 2000 | 2000-Solid fuels | KTOE | CZ | 2012 | nrg_110a | 1.9594
Primary production | 3000 | 3000-Total petroleum products | KTOE | PL | 2013 | nrg_110a | 39.7788
Imports | 2000 | 2000-Solid fuels | KTOE | CY | 2009 | nrg_100a | 0.75362
Imports | 2000 | 2000-Solid fuels | KTOE | PT | 2013 | nrg_100a | 105.8716
Transformation input in Coke Ovens | 2000 | 2000-Solid fuels | KTOE | DE | 2011 | nrg_100a | 307.219
Consumption in Pipeline transport | 3000 | 3000-Total petroleum products | KTOE | UA | 2010 | nrg_100a | 0.38519
Transformation output from Coke Ovens | 2000 | 2000-Solid fuels | KTOE | HU | 2014 | nrg_101a | 27.9636
Transformation output from Coke Ovens | 2000 | 2000-Solid fuels | KTOE | NL | 2011 | nrg_101a | 61.0854
Transformation output from Patent Fuel Plants | 2000 | 2000-Solid fuels | KTOE | UK | 2012 | nrg_101a | 7.5614
Transformation output from BKB / PB Plants | 2000 | 2000-Solid fuels | KTOE | LT | 2012 | nrg_101a | 0.10048
Transformation input in Coke Ovens | 2000 | 2000-Solid fuels | KTOE | AT | 2010 | nrg_101a | 53.6203
Transformation input in Patent Fuel Plants | 2000 | 2000-Solid fuels | KTOE | UK | 2012 | nrg_101a | 4.6934
Primary production | 2000 | 2000-Solid fuels | KTOE | AL | 2011 | nrg_101a | 0.050242
Primary production | 2000 | 2000-Solid fuels | KTOE | AT | 2013 | nrg_101a | 0.0083736
Primary production | 2000 | 2000-Solid fuels | KTOE | FI | 2013 | nrg_101a | 71.2049
Imports | 2000 | 2000-Solid fuels | KTOE | MK | 2011 | nrg_101a | 5.9746
Transformation input in Patent Fuel Plants | 3000 | 3000-Total petroleum products | KTOE | UK | 2014 | nrg_102a | 3.0899
Primary production | 3000 | 3000-Total petroleum products | KTOE | AT | 2011 | nrg_102a | 39.5108
Imports | 3000 | 3000-Total petroleum products | KTOE | ES | 2013 | nrg_102a | 3260.7175
Consumption in Oil and gas extraction | 3000 | 3000-Total petroleum products | KTOE | LT | 2009 | nrg_102a | 0.041868
Consumption in Coal Mines | 3000 | 3000-Total petroleum products | KTOE | EE | 2011 | nrg_102a | 0.79549
Primary production | 2000 | 2000-Solid fuels | KTOE | LV | 2009 | nrg_110a | 0.25121
Transformation input in Patent Fuel Plants | 2000 | 2000-Solid fuels | KTOE | UA | 2014 | nrg_110a | 1.39
Transformation input in BKB / PB Plants | 2000 | 2000-Solid fuels | KTOE | DE | 2010 | nrg_110a | 128.7357
Transformation input in BKB / PB Plants | 2000 | 2000-Solid fuels | KTOE | FI | 2009 | nrg_110a | 0.51498
Transformation input in BKB / PB Plants | 2000 | 2000-Solid fuels | KTOE | IE | 2010 | nrg_110a | 4.7939
Transformation input in Coke Ovens | 2000 | 2000-Solid fuels | KTOE | HU | 2010 | nrg_110a | 44.5852
Transformation output from Coke Ovens | 2000 | 2000-Solid fuels | KTOE | FI | 2012 | nrg_110a | 25.5981
Transformation output from Coke Ovens | 2000 | 2000-Solid fuels | KTOE | IT | 2014 | nrg_110a | 54.7215
Consumption in BKB / PB Plants | 2000 | 2000-Solid fuels | KTOE | IE | 2009 | nrg_110a | 0.73269
Imports | 3000 | 3000-Total petroleum products | KTOE | EL | 2012 | nrg_110a | 1183.9642
Imports | 3000 | 3000-Total petroleum products | KTOE | EE | 2009 | nrg_110a | 51.9666
Imports | 3000 | 3000-Total petroleum products | KTOE | ES | 2011 | nrg_110a | 3314.9282
Primary production | 3000 | 3000-Total petroleum products | KTOE | FR | 2014 | nrg_110a | 44.6857
Primary production | 3000 | 3000-Total petroleum products | KTOE | MD | 2010 | nrg_110a | 0.43961
Transformation input in Gas Works | 3000 | 3000-Total petroleum products | KTOE | PL | 2011 | nrg_110a | 0.13816
Consumption in Oil and gas extraction | 3000 | 3000-Total petroleum products | KTOE | LT | 2013 | nrg_110a | 0.041868
Consumption in Coal Mines | 3000 | 3000-Total petroleum products | KTOE | EE | 2014 | nrg_110a | 0.75362
Transformation output from Coke Ovens | 2000 | 2000-Solid fuels | KTOE | HU | 2012 | nrg_100a | 31.5015
Transformation output from Coke Ovens | 2000 | 2000-Solid fuels | KTOE | NL | 2009 | nrg_100a | 51.4432
Imports | 3247 | 3247-Kerosene type jet fuel (without bio components) | KTOE | FR | 2010 | nrg_110a | 166.9696
Imports | 3247 | 3247-Kerosene type jet fuel (without bio components) | KTOE | LU | 2011 | nrg_110a | 16.7263
Imports | 3247 | 3247-Kerosene type jet fuel (without bio components) | KTOE | NL | 2013 | nrg_110a | 167.3464
Imports | 3247 | 3247-Kerosene type jet fuel (without bio components) | KTOE | MD | 2009 | nrg_110a | 0.73269
Imports | 3285 | 3285-Petroleum coke | KTOE | DE | 2013 | nrg_110a | 36.2158
Imports | 3285 | 3285-Petroleum coke | KTOE | IE | 2009 | nrg_110a | 5.8699
Imports | 3285 | 3285-Petroleum coke | KTOE | HR | 2011 | nrg_110a | 2.9433
Imports | 2117 | 2117-Other Bituminous Coal | KTOE | AT | 2009 | nrg_101a | 40.6957
Imports | 2117 | 2117-Other Bituminous Coal | KTOE | UK | 2013 | nrg_101a | 1087.9609
Imports | 2117 | 2117-Other Bituminous Coal | KTOE | UA | 2009 | nrg_101a | 55.2155
Imports | 3191 | 3191-Refinery feedstocks | KTOE | BE | 2009 | nrg_102a | 89.3966
Imports | 3191 | 3191-Refinery feedstocks | KTOE | DK | 2014 | nrg_102a | 22.0351
Imports | 3191 | 3191-Refinery feedstocks | KTOE | UK | 2011 | nrg_102a | 297.6271
Imports | 3247 | 3247-Kerosene type jet fuel (without bio components) | KTOE | AT | 2013 | nrg_102a | 4.1156
Imports | 3285 | 3285-Petroleum coke | KTOE | DK | 2010 | nrg_102a | 3.7346
Consumption in Coal Mines | 2117 | 2117-Other Bituminous Coal | KTOE | UA | 2014 | nrg_110a | 0.24702
Primary production | 2117 | 2117-Other Bituminous Coal | KTOE | IT | 2013 | nrg_110a | 1.9427
Imports | 2117 | 2117-Other Bituminous Coal | KTOE | BE | 2010 | nrg_110a | 67.0809
Imports | 3191 | 3191-Refinery feedstocks | KTOE | BE | 2012 | nrg_110a | 75.3498
Imports | 3247 | 3247-Kerosene type jet fuel (without bio components) | KTOE | XK | 2011 | nrg_110a | 0.51498
Imports | 3285 | 3285-Petroleum coke | KTOE | FI | 2013 | nrg_110a | 1.1304
Imports | 3285 | 3285-Petroleum coke | KTOE | SI | 2013 | nrg_110a | 2.6293
Primary production | 2117 | 2117-Other Bituminous Coal | KTOE | TR | 2013 | nrg_110a | 27.0467
Imports | 3191 | 3191-Refinery feedstocks | KTOE | AT | 2012 | nrg_102a | 5.9746
Imports | 3247 | 3247-Kerosene type jet fuel (without bio components) | KTOE | AL | 2012 | nrg_102a | 0.85829
Imports | 3191 | 3191-Refinery feedstocks | KTOE | AT | 2010 | nrg_110a | 15.2525
Imports | 3247 | 3247-Kerosene type jet fuel (without bio components) | KTOE | AT | 2014 | nrg_110a | 3.5546
Imports | 3247 | 3247-Kerosene type jet fuel (without bio components) | KTOE | AL | 2011 | nrg_110a | 0.85829
Imports | 2117 | 2117-Other Bituminous Coal | KTOE | RS | 2013 | nrg_101a | 1.8631
Imports | 3247 | 3247-Kerosene type jet fuel (without bio components) | KTOE | RS | 2009 | nrg_102a | 0.2219
Imports | 3247 | 3247-Kerosene type jet fuel (without bio components) | KTOE | SE | 2014 | nrg_102a | 37.497
Imports | 3285 | 3285-Petroleum coke | KTOE | RS | 2013 | nrg_102a | 2.734
Imports | 3191 | 3191-Refinery feedstocks | KTOE | RS | 2014 | nrg_110a | 11.1076
Imports | 3247 | 3247-Kerosene type jet fuel (without bio components) | KTOE | CY | 2012 | nrg_110a | 11.6854
Imports | 3247 | 3247-Kerosene type jet fuel (without bio components) | KTOE | SE | 2014 | nrg_110a | 37.497
Imports | 3285 | 3285-Petroleum coke | KTOE | RS | 2013 | nrg_110a | 2.734
Primary production | 2117 | 2117-Other Bituminous Coal | KTOE | UK | 2013 | nrg_101a | 303.7147
Imports | 3191 | 3191-Refinery feedstocks | KTOE | RO | 2013 | nrg_102a | 7.7414
Imports | 3247 | 3247-Kerosene type jet fuel (without bio components) | KTOE | MT | 2010 | nrg_102a | 4.0403
Imports | 3285 | 3285-Petroleum coke | KTOE | EL | 2009 | nrg_102a | 17.9823
Consumption in Coal Mines | 2117 | 2117-Other Bituminous Coal | KTOE | HU | 2012 | nrg_110a | 0.075362
Imports | 2117 | 2117-Other Bituminous Coal | KTOE | EL | 2014 | nrg_110a | 8.2396
Imports | 3191 | 3191-Refinery feedstocks | KTOE | PT | 2011 | nrg_110a | 18.9913
Imports | 3191 | 3191-Refinery feedstocks | KTOE | RO | 2011 | nrg_110a | 0.1256
Imports | 3247 | 3247-Kerosene type jet fuel (without bio components) | KTOE | ES | 2009 | nrg_110a | 106.3405
Imports | 3247 | 3247-Kerosene type jet fuel (without bio components) | KTOE | ME | 2013 | nrg_110a | 0.5694
Imports | 3247 | 3247-Kerosene type jet fuel (without bio components) | KTOE | MK | 2010 | nrg_110a | 0.041868
Imports | 3247 | 3247-Kerosene type jet fuel (without bio components) | KTOE | PT | 2011 | nrg_110a | 10.6219
Imports | 3285 | 3285-Petroleum coke | KTOE | RO | 2009 | nrg_110a | 4.5971
Imports | 3285 | 3285-Petroleum coke | KTOE | PT | 2012 | nrg_110a | 15.6461
Transformation input in Coke Ovens | 3285 | 3285-Petroleum coke | KTOE | SE | 2009 | nrg_110a | 0.3182
Transformation input in Patent Fuel Plants | 3285 | 3285-Petroleum coke | KTOE | UK | 2010 | nrg_110a | 4.0779
Primary production | 2117 | 2117-Other Bituminous Coal | KTOE | ES | 2013 | nrg_101a | 35.0561
Imports | 2117 | 2117-Other Bituminous Coal | KTOE | DE | 2014 | nrg_101a | 1118.0598
Imports | 2117 | 2117-Other Bituminous Coal | KTOE | LU | 2010 | nrg_101a | 1.8548
Consumption in Coke Ovens | 2117 | 2117-Other Bituminous Coal | KTOE | PL | 2013 | nrg_101a | 0.066989
Imports | 3191 | 3191-Refinery feedstocks | KTOE | IT | 2010 | nrg_102a | 286.9926
Imports | 3247 | 3247-Kerosene type jet fuel (without bio components) | KTOE | CZ | 2009 | nrg_102a | 11.9952
Imports | 3247 | 3247-Kerosene type jet fuel (without bio components) | KTOE | DE | 2010 | nrg_102a | 197.349
Imports | 3247 | 3247-Kerosene type jet fuel (without bio components) | KTOE | LT | 2013 | nrg_102a | 2.0725
Imports | 3247 | 3247-Kerosene type jet fuel (without bio components) | KTOE | MD | 2009 | nrg_102a | 0.73269
Imports | 3260 | 3260-Gas/diesel oil (without bio components) | KTOE | NO | 2014 | nrg_110a | 47.9724
Imports | 3260 | 3260-Gas/diesel oil (without bio components) | KTOE | RS | 2014 | nrg_102a | 18.9746
Consumption in Coal Mines | 3260 | 3260-Gas/diesel oil (without bio components) | KTOE | EE | 2010 | nrg_102a | 0.63639
Consumption in Pipeline transport | 3260 | 3260-Gas/diesel oil (without bio components) | KTOE | UA | 2011 | nrg_102a | 0.29726
Imports | 3260 | 3260-Gas/diesel oil (without bio components) | KTOE | BG | 2013 | nrg_110a | 36.3372
Imports | 3260 | 3260-Gas/diesel oil (without bio components) | KTOE | CY | 2011 | nrg_110a | 26.6239
Imports | 3260 | 3260-Gas/diesel oil (without bio components) | KTOE | RS | 2009 | nrg_110a | 23.7392
Imports | 3260 | 3260-Gas/diesel oil (without bio components) | KTOE | ME | 2014 | nrg_102a | 7.5614
Imports | 3260 | 3260-Gas/diesel oil (without bio components) | KTOE | RO | 2009 | nrg_102a | 35.2194
Imports | 3260 | 3260-Gas/diesel oil (without bio components) | KTOE | PT | 2013 | nrg_102a | 24.7942
Imports | 3260 | 3260-Gas/diesel oil (without bio components) | KTOE | EE | 2009 | nrg_110a | 24.363
Imports | 3260 | 3260-Gas/diesel oil (without bio components) | KTOE | MK | 2012 | nrg_110a | 21.7337
Imports | 3260 | 3260-Gas/diesel oil (without bio components) | KTOE | PT | 2012 | nrg_110a | 37.9366
Consumption in Coal Mines | 3260 | 3260-Gas/diesel oil (without bio components) | KTOE | EE | 2010 | nrg_110a | 0.63639
Consumption in Coal Mines | 3260 | 3260-Gas/diesel oil (without bio components) | KTOE | MK | 2011 | nrg_110a | 0.087923
Imports | 3260 | 3260-Gas/diesel oil (without bio components) | KTOE | DE | 2012 | nrg_102a | 581.2241
Imports | 3260 | 3260-Gas/diesel oil (without bio components) | KTOE | HR | 2013 | nrg_102a | 33.6116
Imports | 3260 | 3260-Gas/diesel oil (without bio components) | KTOE | MD | 2009 | nrg_102a | 15.0139
Imports | 3260 | 3260-Gas/diesel oil (without bio components) | KTOE | LV | 2011 | nrg_102a | 45.1672
Imports | 3260 | 3260-Gas/diesel oil (without bio components) | KTOE | TR | 2010 | nrg_102a | 415.3599
Imports | 3260 | 3260-Gas/diesel oil (without bio components) | KTOE | UA | 2011 | nrg_102a | 159.672
Consumption in Oil and gas extraction | 3260 | 3260-Gas/diesel oil (without bio components) | KTOE | NO | 2010 | nrg_102a | 8.6248
Consumption in Oil and gas extraction | 3260 | 3260-Gas/diesel oil (without bio components) | KTOE | RO | 2013 | nrg_102a | 1.3147
Imports | 3260 | 3260-Gas/diesel oil (without bio components) | KTOE | HU | 2014 | nrg_110a | 57.9621
Imports | 3260 | 3260-Gas/diesel oil (without bio components) | KTOE | FR | 2011 | nrg_110a | 875.0328
Consumption in Oil and gas extraction | 3260 | 3260-Gas/diesel oil (without bio components) | KTOE | RO | 2010 | nrg_110a | 0.51498
Consumption in Oil and gas extraction | 3260 | 3260-Gas/diesel oil (without bio components) | KTOE | NO | 2014 | nrg_110a | 10.601
Consumption in Coal Mines | 3260 | 3260-Gas/diesel oil (without bio components) | KTOE | PL | 2013 | nrg_110a | 0.99646
Consumption in Coke Ovens | 3260 | 3260-Gas/diesel oil (without bio components) | KTOE | BE | 2010 | nrg_110a | 0.041868
Imports | 3260 | 3260-Gas/diesel oil (without bio components) | KTOE | BG | 2011 | nrg_102a | 30.2454
Imports | 3260 | 3260-Gas/diesel oil (without bio components) | KTOE | FR | 2011 | nrg_102a | 875.0328
Consumption in Coal Mines | 3260 | 3260-Gas/diesel oil (without bio components) | KTOE | DE | 2012 | nrg_102a | 0.12979
Imports | 3260 | 3260-Gas/diesel oil (without bio components) | KTOE | BE | 2011 | nrg_110a | 349.1498
Imports | 3260 | 3260-Gas/diesel oil (without bio components) | KTOE | XK | 2012 | nrg_110a | 13.3433
Consumption in Coke Ovens | 3260 | 3260-Gas/diesel oil (without bio components) | KTOE | UA | 2014 | nrg_110a | 0.1256
Consumption in Oil and gas extraction | 3260 | 3260-Gas/diesel oil (without bio components) | KTOE | SK | 2009 | nrg_102a | 0.041868
Imports | 3260 | 3260-Gas/diesel oil (without bio components) | KTOE | NO | 2009 | nrg_110a | 73.1434
Imports | 3260 | 3260-Gas/diesel oil (without bio components) | KTOE | CZ | 2010 | nrg_102a | 52.5904
Imports | 3260 | 3260-Gas/diesel oil (without bio components) | KTOE | RS | 2009 | nrg_102a | 23.7392
Imports | 3260 | 3260-Gas/diesel oil (without bio components) | KTOE | SE | 2014 | nrg_102a | 102.9618
Consumption in Gas Works | 3260 | 3260-Gas/diesel oil (without bio components) | KTOE | UA | 2009 | nrg_102a | 0.17166
Consumption in Gas Works | 3260 | 3260-Gas/diesel oil (without bio components) | KTOE | UA | 2009 | nrg_110a | 0.17166
Consumption in Pipeline transport | 3260 | 3260-Gas/diesel oil (without bio components) | KTOE | PL | 2012 | nrg_110a | 0.041868
Imports | 3260 | 3260-Gas/diesel oil (without bio components) | KTOE | ME | 2009 | nrg_102a | 6.7073
Consumption in Coal Mines | 3260 | 3260-Gas/diesel oil (without bio components) | KTOE | MK | 2010 | nrg_102a | 0.041868
Consumption in Coal Mines | 3260 | 3260-Gas/diesel oil (without bio components) | KTOE | PL | 2011 | nrg_102a | 0.90854
Consumption in Oil and gas extraction | 3260 | 3260-Gas/diesel oil (without bio components) | KTOE | LT | 2009 | nrg_110a | 0.041868
Consumption in Coal Mines | 3260 | 3260-Gas/diesel oil (without bio components) | KTOE | RO | 2012 | nrg_110a | 0.25539
Imports | 3260 | 3260-Gas/diesel oil (without bio components) | KTOE | LT | 2012 | nrg_102a | 19.8538
Consumption in Oil and gas extraction | 3260 | 3260-Gas/diesel oil (without bio components) | KTOE | PL | 2013 | nrg_102a | 0.51916
Consumption in Coal Mines | 3260 | 3260-Gas/diesel oil (without bio components) | KTOE | CZ | 2012 | nrg_102a | 0.55684
Consumption in Coal Mines | 3260 | 3260-Gas/diesel oil (without bio components) | KTOE | SK | 2011 | nrg_102a | 0.041868
Imports | 3260 | 3260-Gas/diesel oil (without bio components) | KTOE | DE | 2014 | nrg_110a | 729.529
Imports | 3282 | 3282-Lubricants | KTOE | UA | 2009 | nrg_102a | 11.1285
Imports | 3281 | 3281-White Spirit and SBP | KTOE | DE | 2012 | nrg_102a | 5.1414
Imports | 3281 | 3281-White Spirit and SBP | KTOE | CZ | 2009 | nrg_102a | 0.68245
Imports | 3281 | 3281-White Spirit and SBP | KTOE | IE | 2012 | nrg_102a | 0.046055
Imports | 3281 | 3281-White Spirit and SBP | KTOE | HR | 2009 | nrg_102a | 0.10048
Imports | 3281 | 3281-White Spirit and SBP | KTOE | NL | 2010 | nrg_102a | 21.8425
Imports | 3281 | 3281-White Spirit and SBP | KTOE | SK | 2011 | nrg_102a | 0.43124
Primary production | 5532 | 5532-Solar thermal | KTOE | CY | 2010 | nrg_107a | 2.5456
Primary production | 5532 | 5532-Solar thermal | KTOE | DE | 2012 | nrg_107a | 24.1202
Primary production | 5532 | 5532-Solar thermal | KTOE | EL | 2011 | nrg_107a | 7.6577
Imports | 2230 | 2230-BKB (brown coal briquettes) | KTOE | LU | 2009 | nrg_110a | 0.1591
Primary production | 2310 | 2310-Peat | KTOE | FI | 2012 | nrg_110a | 41.5414
Imports | 3281 | 3281-White Spirit and SBP | KTOE | DE | 2013 | nrg_110a | 6.9543
Imports | 3281 | 3281-White Spirit and SBP | KTOE | HR | 2014 | nrg_110a | 0.10048
Imports | 3281 | 3281-White Spirit and SBP | KTOE | LV | 2012 | nrg_110a | 0.041868
Imports | 3282 | 3282-Lubricants | KTOE | IS | 2013 | nrg_110a | 0.16747
Imports | 3282 | 3282-Lubricants | KTOE | IE | 2011 | nrg_110a | 1.524
Imports | 3282 | 3282-Lubricants | KTOE | HU | 2012 | nrg_110a | 1.2728
Imports | 3282 | 3282-Lubricants | KTOE | LU | 2009 | nrg_110a | 0.48148
Primary production | 5532 | 5532-Solar thermal | KTOE | EL | 2009 | nrg_110a | 7.6325
Primary production | 5532 | 5532-Solar thermal | KTOE | IT | 2010 | nrg_110a | 5.6145
Primary production | 5532 | 5532-Solar thermal | KTOE | XK | 2010 | nrg_110a | 0.0083736
Imports | 2230 | 2230-BKB (brown coal briquettes) | KTOE | BE | 2013 | nrg_101a | 6.5607
Transformation output from BKB / PB Plants | 2230 | 2230-BKB (brown coal briquettes) | KTOE | BG | 2013 | nrg_101a | 31.5182
Transformation output from BKB / PB Plants | 2230 | 2230-BKB (brown coal briquettes) | KTOE | CZ | 2009 | nrg_101a | 3.3997
Transformation input in BKB / PB Plants | 2310 | 2310-Peat | KTOE | UA | 2014 | nrg_101a | 3.7932
Imports | 2310 | 2310-Peat | KTOE | FI | 2014 | nrg_101a | 0.48986
Imports | 3282 | 3282-Lubricants | KTOE | FR | 2010 | nrg_102a | 30.9111
Imports | 3282 | 3282-Lubricants | KTOE | XK | 2013 | nrg_102a | 0.20934
Imports | 3281 | 3281-White Spirit and SBP | KTOE | FI | 2013 | nrg_102a | 0.046055
Imports | 2230 | 2230-BKB (brown coal briquettes) | KTOE | AT | 2009 | nrg_110a | 0.87923
Transformation output from BKB / PB Plants | 2230 | 2230-BKB (brown coal briquettes) | KTOE | BG | 2009 | nrg_110a | 33.44
Transformation output from BKB / PB Plants | 2230 | 2230-BKB (brown coal briquettes) | KTOE | DE | 2013 | nrg_110a | 139.4581
Primary production | 2310 | 2310-Peat | KTOE | LT | 2010 | nrg_110a | 0.36425
Transformation input in BKB / PB Plants | 2310 | 2310-Peat | KTOE | LT | 2014 | nrg_110a | 0.09211
Imports | 3281 | 3281-White Spirit and SBP | KTOE | BG | 2012 | nrg_110a | 0.26377
Imports | 3281 | 3281-White Spirit and SBP | KTOE | DK | 2014 | nrg_110a | 0.39356
Imports | 3281 | 3281-White Spirit and SBP | KTOE | FR | 2012 | nrg_110a | 2.7465
Imports | 3281 | 3281-White Spirit and SBP | KTOE | SK | 2012 | nrg_110a | 0.25958
Imports | 3282 | 3282-Lubricants | KTOE | FI | 2012 | nrg_110a | 8.315
Imports | 3282 | 3282-Lubricants | KTOE | UK | 2013 | nrg_110a | 16.7137
Imports | 3282 | 3282-Lubricants | KTOE | AL | 2014 | nrg_102a | 0.33494
Transformation input in BKB / PB Plants | 2310 | 2310-Peat | KTOE | EE | 2011 | nrg_101a | 1.2519
Imports | 3282 | 3282-Lubricants | KTOE | AT | 2012 | nrg_102a | 4.7227
Imports | 3281 | 3281-White Spirit and SBP | KTOE | AL | 2010 | nrg_110a | 1.076
Imports | 3282 | 3282-Lubricants | KTOE | NO | 2012 | nrg_110a | 1.5533
Primary production | 5532 | 5532-Solar thermal | KTOE | PL | 2011 | nrg_110a | 0.43543
Primary production | 2310 | 2310-Peat | KTOE | RO | 2012 | nrg_101a | 0.016747
Imports | 2310 | 2310-Peat | KTOE | SE | 2014 | nrg_101a | 1.4235
Imports | 3282 | 3282-Lubricants | KTOE | CY | 2014 | nrg_102a | 0.28052
Imports | 3282 | 3282-Lubricants | KTOE | RS | 2014 | nrg_102a | 2.533
Imports | 3282 | 3282-Lubricants | KTOE | RO | 2011 | nrg_102a | 3.9733
Imports | 3282 | 3282-Lubricants | KTOE | PT | 2010 | nrg_102a | 2.2692
Imports | 3281 | 3281-White Spirit and SBP | KTOE | PT | 2012 | nrg_102a | 0.041868
Primary production | 5532 | 5532-Solar thermal | KTOE | PL | 2009 | nrg_107a | 0.2847
Imports | 3282 | 3282-Lubricants | KTOE | PT | 2012 | nrg_110a | 1.5952
Imports | 3282 | 3282-Lubricants | KTOE | RO | 2009 | nrg_110a | 2.6377
Imports | 3282 | 3282-Lubricants | KTOE | RS | 2011 | nrg_110a | 2.1311
Primary production | 5532 | 5532-Solar thermal | KTOE | PT | 2012 | nrg_110a | 2.8219
Primary production | 5532 | 5532-Solar thermal | KTOE | RO | 2013 | nrg_110a | 0.0083736
Primary production | 2310 | 2310-Peat | KTOE | AT | 2009 | nrg_101a | 0.0083736
Transformation input in BKB / PB Plants | 2310 | 2310-Peat | KTOE | FI | 2009 | nrg_101a | 0.51498
Transformation input in BKB / PB Plants | 2310 | 2310-Peat | KTOE | IE | 2010 | nrg_101a | 4.7939
Imports | 3282 | 3282-Lubricants | KTOE | MK | 2010 | nrg_102a | 0.32238
Imports | 3282 | 3282-Lubricants | KTOE | MT | 2012 | nrg_102a | 0.16747
Primary production | 5532 | 5532-Solar thermal | KTOE | FR | 2010 | nrg_107a | 2.6921
Primary production | 5532 | 5532-Solar thermal | KTOE | AT | 2013 | nrg_107a | 7.4441
Imports | 3260 | 3260-Gas/diesel oil (without bio components) | KTOE | CZ | 2013 | nrg_110a | 71.4896
Imports | 3260 | 3260-Gas/diesel oil (without bio components) | KTOE | HU | 2009 | nrg_110a | 52.4145
Imports | 3260 | 3260-Gas/diesel oil (without bio components) | KTOE | IE | 2012 | nrg_110a | 95.7521
Imports | 3260 | 3260-Gas/diesel oil (without bio components) | KTOE | LT | 2013 | nrg_110a | 32.0458
Imports | 3260 | 3260-Gas/diesel oil (without bio components) | KTOE | IT | 2010 | nrg_110a | 103.347
Imports | 3260 | 3260-Gas/diesel oil (without bio components) | KTOE | SK | 2014 | nrg_110a | 29.6342
Consumption in Oil and gas extraction | 3260 | 3260-Gas/diesel oil (without bio components) | KTOE | NO | 2009 | nrg_110a | 8.2815
Consumption in Oil and gas extraction | 3260 | 3260-Gas/diesel oil (without bio components) | KTOE | NL | 2013 | nrg_110a | 0.17166
Imports | 3260 | 3260-Gas/diesel oil (without bio components) | KTOE | BE | 2011 | nrg_102a | 349.1498
Imports | 3260 | 3260-Gas/diesel oil (without bio components) | KTOE | SK | 2011 | nrg_102a | 26.0838
Consumption in Coke Ovens | 3260 | 3260-Gas/diesel oil (without bio components) | KTOE | UA | 2014 | nrg_102a | 0.1256
Imports | 3260 | 3260-Gas/diesel oil (without bio components) | KTOE | DK | 2010 | nrg_110a | 94.7515
Imports | 3260 | 3260-Gas/diesel oil (without bio components) | KTOE | SI | 2010 | nrg_110a | 91.9714
Consumption in Coal Mines | 3260 | 3260-Gas/diesel oil (without bio components) | KTOE | DE | 2012 | nrg_110a | 0.12979
Imports | 3260 | 3260-Gas/diesel oil (without bio components) | KTOE | AL | 2014 | nrg_102a | 40.7041
Imports | 3260 | 3260-Gas/diesel oil (without bio components) | KTOE | CZ | 2009 | nrg_102a | 55.9566
Imports | 3260 | 3260-Gas/diesel oil (without bio components) | KTOE | SE | 2013 | nrg_102a | 92.88
Consumption in Pipeline transport | 3260 | 3260-Gas/diesel oil (without bio components) | KTOE | PL | 2011 | nrg_110a | 0.041868
Consumption in Coal Mines | 3260 | 3260-Gas/diesel oil (without bio components) | KTOE | MK | 2009 | nrg_102a | 0.041868
Consumption in Coal Mines | 3260 | 3260-Gas/diesel oil (without bio components) | KTOE | PL | 2010 | nrg_102a | 0.95459
Consumption in Coal Mines | 3260 | 3260-Gas/diesel oil (without bio components) | KTOE | RO | 2011 | nrg_110a | 0.25539
Imports | 3260 | 3260-Gas/diesel oil (without bio components) | KTOE | LU | 2014 | nrg_102a | 80.4661
Imports | 3260 | 3260-Gas/diesel oil (without bio components) | KTOE | LT | 2011 | nrg_102a | 16.4081
Consumption in Oil and gas extraction | 3260 | 3260-Gas/diesel oil (without bio components) | KTOE | PL | 2012 | nrg_102a | 0.21771
Consumption in Oil and gas extraction | 3260 | 3260-Gas/diesel oil (without bio components) | KTOE | UA | 2014 | nrg_102a | 0.80387
Consumption in Coal Mines | 3260 | 3260-Gas/diesel oil (without bio components) | KTOE | CZ | 2011 | nrg_102a | 0.6029
Consumption in Coal Mines | 3260 | 3260-Gas/diesel oil (without bio components) | KTOE | SK | 2010 | nrg_102a | 0.041868
Consumption in Coal Mines | 3260 | 3260-Gas/diesel oil (without bio components) | KTOE | RO | 2014 | nrg_102a | 0.041868
Imports | 3260 | 3260-Gas/diesel oil (without bio components) | KTOE | DE | 2013 | nrg_110a | 760.9258
Imports | 3260 | 3260-Gas/diesel oil (without bio components) | KTOE | CZ | 2012 | nrg_110a | 62.3331
Imports | 3260 | 3260-Gas/diesel oil (without bio components) | KTOE | LT | 2012 | nrg_110a | 19.8538
Imports | 3260 | 3260-Gas/diesel oil (without bio components) | KTOE | IT | 2009 | nrg_110a | 84.9879
Imports | 3260 | 3260-Gas/diesel oil (without bio components) | KTOE | IS | 2014 | nrg_110a | 12.3552
Imports | 3260 | 3260-Gas/diesel oil (without bio components) | KTOE | IE | 2011 | nrg_110a | 93.7634
Imports | 3260 | 3260-Gas/diesel oil (without bio components) | KTOE | SK | 2013 | nrg_110a | 27.1095
Consumption in Oil and gas extraction | 3260 | 3260-Gas/diesel oil (without bio components) | KTOE | NL | 2012 | nrg_110a | 0.17166
Consumption in Coal Mines | 3260 | 3260-Gas/diesel oil (without bio components) | KTOE | CZ | 2014 | nrg_110a | 0.68664
Consumption in Coal Mines | 3260 | 3260-Gas/diesel oil (without bio components) | KTOE | SK | 2014 | nrg_110a | 0.041868
Imports | 3260 | 3260-Gas/diesel oil (without bio components) | KTOE | BE | 2010 | nrg_102a | 312.8544
Imports | 3260 | 3260-Gas/diesel oil (without bio components) | KTOE | SK | 2010 | nrg_102a | 28.3153
Consumption in Coke Ovens | 3260 | 3260-Gas/diesel oil (without bio components) | KTOE | UA | 2013 | nrg_102a | 0.33913
Imports | 3260 | 3260-Gas/diesel oil (without bio components) | KTOE | DK | 2009 | nrg_110a | 94.8813
Imports | 3260 | 3260-Gas/diesel oil (without bio components) | KTOE | SI | 2009 | nrg_110a | 85.1135
Consumption in Coal Mines | 3260 | 3260-Gas/diesel oil (without bio components) | KTOE | DE | 2011 | nrg_110a | 0.30145
Consumption in Coal Mines | 3260 | 3260-Gas/diesel oil (without bio components) | KTOE | UA | 2014 | nrg_110a | 0.71594
Imports | 3260 | 3260-Gas/diesel oil (without bio components) | KTOE | AL | 2010 | nrg_102a | 26.9211
Imports | 3260 | 3260-Gas/diesel oil (without bio components) | KTOE | PL | 2013 | nrg_102a | 40.3984
Imports | 3260 | 3260-Gas/diesel oil (without bio components) | KTOE | SE | 2009 | nrg_102a | 85.4568
Imports | 3260 | 3260-Gas/diesel oil (without bio components) | KTOE | RO | 2011 | nrg_110a | 54.441
Consumption in Pipeline transport | 3260 | 3260-Gas/diesel oil (without bio components) | KTOE | UA | 2011 | nrg_110a | 0.29726
Imports | 3260 | 3260-Gas/diesel oil (without bio components) | KTOE | ES | 2012 | nrg_102a | 287.2563
Imports | 3260 | 3260-Gas/diesel oil (without bio components) | KTOE | EE | 2011 | nrg_102a | 25.2548
Imports | 3260 | 3260-Gas/diesel oil (without bio components) | KTOE | EL | 2012 | nrg_102a | 59.6745
Imports | 3260 | 3260-Gas/diesel oil (without bio components) | KTOE | MK | 2013 | nrg_102a | 22.077
Primary production | 5510 | 5510-Hydro power | KTOE | PT | 2014 | nrg_107a | 56.0487
Imports | 3200 | 3200-All petroleum products | KTOE | EL | 2014 | nrg_102a | 143.804
Imports | 3200 | 3200-All petroleum products | KTOE | MK | 2010 | nrg_102a | 16.3871
Imports | 3200 | 3200-All petroleum products | KTOE | MT | 2014 | nrg_102a | 93.956
Consumption in Coal Mines | 3200 | 3200-All petroleum products | KTOE | EE | 2010 | nrg_102a | 0.67407
Transformation output from Coke Ovens | 4210 | 4210-Coke Oven Gas | KTOE | FR | 2012 | nrg_103a | 20.1301
Primary production | 5510 | 5510-Hydro power | KTOE | AL | 2014 | nrg_107a | 17.0068
Primary production | 5510 | 5510-Hydro power | KTOE | AT | 2013 | nrg_107a | 151.2523
Primary production | 5510 | 5510-Hydro power | KTOE | HR | 2012 | nrg_107a | 17.4129
Primary production | 5510 | 5510-Hydro power | KTOE | XK | 2013 | nrg_107a | 0.51498
Primary production | 5510 | 5510-Hydro power | KTOE | UA | 2009 | nrg_107a | 42.9691
Consumption in Coke Ovens | 4210 | 4210-Coke Oven Gas | KTOE | DE | 2014 | nrg_110a | 10.1488
Transformation output from Coke Ovens | 4210 | 4210-Coke Oven Gas | KTOE | FR | 2014 | nrg_110a | 22.01
Transformation output from Coke Ovens | 4210 | 4210-Coke Oven Gas | KTOE | HU | 2010 | nrg_110a | 8.2982
Primary production | 5510 | 5510-Hydro power | KTOE | UK | 2013 | nrg_110a | 16.9272
Primary production | 5550 | 5550-Geothermal Energy | KTOE | FR | 2010 | nrg_110a | 7.3102
Primary production | 5550 | 5550-Geothermal Energy | KTOE | HR | 2014 | nrg_110a | 0.44799
Imports | 2330 | 2330-Peat products | KTOE | LT | 2011 | nrg_101a | 1.3607
Imports | 3200 | 3200-All petroleum products | KTOE | HR | 2012 | nrg_102a | 49.04
Imports | 3200 | 3200-All petroleum products | KTOE | LV | 2010 | nrg_102a | 81.0313
Imports | 3200 | 3200-All petroleum products | KTOE | LT | 2010 | nrg_102a | 31.9746
Consumption in Oil and gas extraction | 3200 | 3200-All petroleum products | KTOE | LT | 2013 | nrg_102a | 0.041868
Consumption in Oil and gas extraction | 3200 | 3200-All petroleum products | KTOE | NO | 2011 | nrg_102a | 9.4789
Transformation input in Gas Works | 3200 | 3200-All petroleum products | KTOE | ES | 2009 | nrg_102a | 2.3237
Transformation input in Gas Works | 3200 | 3200-All petroleum products | KTOE | SE | 2009 | nrg_102a | 0.57359
Consumption in Coal Mines | 3200 | 3200-All petroleum products | KTOE | DE | 2014 | nrg_102a | 0.087923
Consumption in Coal Mines | 3200 | 3200-All petroleum products | KTOE | PL | 2012 | nrg_102a | 0.9839
Consumption in Coke Ovens | 3200 | 3200-All petroleum products | KTOE | BE | 2011 | nrg_102a | 0.041868
Transformation output from Coke Ovens | 4210 | 4210-Coke Oven Gas | KTOE | SK | 2009 | nrg_103a | 11.0783
Consumption in Coal Mines | 4210 | 4210-Coke Oven Gas | KTOE | PL | 2010 | nrg_103a | 0.14235
Consumption in Coke Ovens | 4210 | 4210-Coke Oven Gas | KTOE | BE | 2009 | nrg_103a | 3.8142
Consumption in Coke Ovens | 4210 | 4210-Coke Oven Gas | KTOE | SE | 2009 | nrg_103a | 3.2699
Primary production | 5510 | 5510-Hydro power | KTOE | BG | 2010 | nrg_107a | 18.2042
Primary production | 5510 | 5510-Hydro power | KTOE | IT | 2012 | nrg_107a | 150.7499
Primary production | 5510 | 5510-Hydro power | KTOE | SE | 2013 | nrg_107a | 220.8998
Primary production | 5510 | 5510-Hydro power | KTOE | RS | 2014 | nrg_107a | 39.6113
Primary production | 5550 | 5550-Geothermal Energy | KTOE | ES | 2013 | nrg_107a | 0.75781
Imports | 2330 | 2330-Peat products | KTOE | LT | 2014 | nrg_110a | 1.1388
Consumption in Coke Ovens | 4210 | 4210-Coke Oven Gas | KTOE | AT | 2009 | nrg_110a | 1.0551
Consumption in Coke Ovens | 4210 | 4210-Coke Oven Gas | KTOE | NL | 2009 | nrg_110a | 5.3549
Transformation output from Coke Ovens | 4210 | 4210-Coke Oven Gas | KTOE | SK | 2011 | nrg_110a | 11.9366
Primary production | 5510 | 5510-Hydro power | KTOE | BG | 2010 | nrg_110a | 18.2042
Primary production | 5510 | 5510-Hydro power | KTOE | EL | 2011 | nrg_110a | 14.4403
Primary production | 5510 | 5510-Hydro power | KTOE | FI | 2009 | nrg_110a | 45.6696
Primary production | 5550 | 5550-Geothermal Energy | KTOE | BG | 2012 | nrg_110a | 1.3984
Primary production | 5550 | 5550-Geothermal Energy | KTOE | IT | 2014 | nrg_110a | 219.179
Transformation output from BKB / PB Plants | 2330 | 2330-Peat products | KTOE | EE | 2011 | nrg_101a | 1.4989
Imports | 3200 | 3200-All petroleum products | KTOE | BG | 2009 | nrg_102a | 62.9653
Imports | 3200 | 3200-All petroleum products | KTOE | BE | 2013 | nrg_102a | 1089.7864
Imports | 3200 | 3200-All petroleum products | KTOE | DK | 2012 | nrg_102a | 234.1049
Imports | 3200 | 3200-All petroleum products | KTOE | SI | 2013 | nrg_102a | 138.3361
Imports | 3200 | 3200-All petroleum products | KTOE | SK | 2009 | nrg_102a | 54.2567
Imports | 3200 | 3200-All petroleum products | KTOE | XK | 2013 | nrg_102a | 22.1105
Consumption in Coal Mines | 3200 | 3200-All petroleum products | KTOE | CZ | 2010 | nrg_102a | 0.6029
Transformation output from Coke Ovens | 4210 | 4210-Coke Oven Gas | KTOE | BE | 2009 | nrg_103a | 9.2863
Transformation output from Coke Ovens | 4210 | 4210-Coke Oven Gas | KTOE | AT | 2013 | nrg_103a | 9.2905
Consumption in Coke Ovens | 4210 | 4210-Coke Oven Gas | KTOE | ES | 2009 | nrg_103a | 6.59
Consumption in Coke Ovens | 4210 | 4210-Coke Oven Gas | KTOE | UA | 2014 | nrg_103a | 24.2709
Imports | 2330 | 2330-Peat products | KTOE | UA | 2014 | nrg_110a | 0.020934
Transformation output from BKB / PB Plants | 2330 | 2330-Peat products | KTOE | FI | 2013 | nrg_110a | 0.36006
Consumption in Coke Ovens | 4210 | 4210-Coke Oven Gas | KTOE | UK | 2009 | nrg_110a | 12.5981
Consumption in Coke Ovens | 4210 | 4210-Coke Oven Gas | KTOE | TR | 2013 | nrg_110a | 7.0757
Imports | 5540 | 5540-Biomass and renewable wastes | KTOE | IS | 2013 | nrg_107a | 0.18422
Imports | 5540 | 5540-Biomass and renewable wastes | KTOE | HR | 2011 | nrg_107a | 0.23865
Imports | 5547 | 5547-Biodiesels | KTOE | SK | 2013 | nrg_107a | 1.5868
Primary production | 5547 | 5547-Biodiesels | KTOE | DE | 2010 | nrg_107a | 114.5508
Primary production | 5547 | 5547-Biodiesels | KTOE | EL | 2009 | nrg_107a | 2.9643
Imports | 5547 | 5547-Biodiesels | KTOE | LU | 2011 | nrg_107a | 1.6412
Imports | 5547 | 5547-Biodiesels | KTOE | IE | 2011 | nrg_107a | 0.39775
Imports | 2118 | 2118-Sub-bituminous Coal | KTOE | HU | 2011 | nrg_110a | 5.4889
Primary production | 2118 | 2118-Sub-bituminous Coal | KTOE | RO | 2012 | nrg_110a | 0.97552
Imports | 2121 | 2121-Coke Oven Coke | KTOE | DE | 2010 | nrg_110a | 122.8365
Imports | 2121 | 2121-Coke Oven Coke | KTOE | HR | 2014 | nrg_110a | 0.79968
Imports | 2121 | 2121-Coke Oven Coke | KTOE | IS | 2013 | nrg_110a | 0.77037
Imports | 2121 | 2121-Coke Oven Coke | KTOE | LV | 2013 | nrg_110a | 0.029308
Imports | 2121 | 2121-Coke Oven Coke | KTOE | NL | 2011 | nrg_110a | 4.5301
Imports | 2121 | 2121-Coke Oven Coke | KTOE | TR | 2013 | nrg_110a | 15.1353
Consumption in Coke Ovens | 2121 | 2121-Coke Oven Coke | KTOE | PL | 2011 | nrg_110a | 0.058615
Transformation output from Coke Ovens | 2121 | 2121-Coke Oven Coke | KTOE | NL | 2011 | nrg_110a | 57.4261
Primary production | 2410 | 2410-Oil shale and oil sands | KTOE | EE | 2011 | nrg_110a | 166.7309
Imports | 3286 | 3286-Paraffin Waxes | KTOE | HR | 2011 | nrg_110a | 0.26796
Imports | 3286 | 3286-Paraffin Waxes | KTOE | LV | 2009 | nrg_110a | 0.29308
Primary production | 5547 | 5547-Biodiesels | KTOE | BG | 2013 | nrg_110a | 1.637
Primary production | 5547 | 5547-Biodiesels | KTOE | BE | 2012 | nrg_110a | 11.2667
Primary production | 5547 | 5547-Biodiesels | KTOE | EL | 2011 | nrg_110a | 4.1031
Primary production | 5547 | 5547-Biodiesels | KTOE | ES | 2009 | nrg_110a | 27.3021
Primary production | 5547 | 5547-Biodiesels | KTOE | RO | 2010 | nrg_110a | 0.45217
Imports | 5547 | 5547-Biodiesels | KTOE | CZ | 2009 | nrg_110a | 1.3649
Imports | 5547 | 5547-Biodiesels | KTOE | DE | 2010 | nrg_110a | 31.9076
Imports | 5547 | 5547-Biodiesels | KTOE | IS | 2012 | nrg_110a | 0.0083736
Primary production | 5547 | 5547-Biodiesels | KTOE | TR | 2012 | nrg_110a | 0.70338
Primary production | 2118 | 2118-Sub-bituminous Coal | KTOE | TR | 2014 | nrg_101a | 17.2036
Transformation input in Coke Ovens | 2100 | 2100-Hard coal and derivatives | KTOE | ES | 2014 | nrg_101a | 59.126
Imports | 2121 | 2121-Coke Oven Coke | KTOE | PL | 2012 | nrg_101a | 3.9314
Imports | 2121 | 2121-Coke Oven Coke | KTOE | NO | 2014 | nrg_101a | 12.9665
Imports | 5540 | 5540-Biomass and renewable wastes | KTOE | AT | 2011 | nrg_107a | 39.9965
Imports | 2121 | 2121-Coke Oven Coke | KTOE | PL | 2014 | nrg_110a | 5.4721
Transformation input in Coke Ovens | 2410 | 2410-Oil shale and oil sands | KTOE | EE | 2012 | nrg_110a | 0.87504
Imports | 5547 | 5547-Biodiesels | KTOE | PL | 2014 | nrg_110a | 5.4345
Transformation input in Coke Ovens | 2100 | 2100-Hard coal and derivatives | KTOE | DE | 2010 | nrg_101a | 307.3697
Consumption in Gas Works | 2100 | 2100-Hard coal and derivatives | KTOE | CZ | 2009 | nrg_101a | 1.9971
Imports | 2121 | 2121-Coke Oven Coke | KTOE | RS | 2010 | nrg_101a | 22.571
Imports | 2121 | 2121-Coke Oven Coke | KTOE | SE | 2010 | nrg_101a | 7.038
Imports | 3286 | 3286-Paraffin Waxes | KTOE | RO | 2011 | nrg_102a | 0.033494
Primary production | 5540 | 5540-Biomass and renewable wastes | KTOE | RO | 2011 | nrg_107a | 151.4701
Primary production | 5540 | 5540-Biomass and renewable wastes | KTOE | PL | 2010 | nrg_107a | 269.1903
Imports | 5540 | 5540-Biomass and renewable wastes | KTOE | BG | 2014 | nrg_107a | 2.5791
Primary production | 5547 | 5547-Biodiesels | KTOE | PT | 2013 | nrg_107a | 11.0783
Imports | 2121 | 2121-Coke Oven Coke | KTOE | RS | 2012 | nrg_110a | 4.7604
Imports | 2121 | 2121-Coke Oven Coke | KTOE | RO | 2009 | nrg_110a | 16.9021
Imports | 3286 | 3286-Paraffin Waxes | KTOE | PT | 2009 | nrg_110a | 0.079549
Imports | 3286 | 3286-Paraffin Waxes | KTOE | RO | 2009 | nrg_110a | 0.062802
Primary production | 5547 | 5547-Biodiesels | KTOE | PT | 2011 | nrg_110a | 13.5276
Imports | 5547 | 5547-Biodiesels | KTOE | BG | 2014 | nrg_110a | 2.4828
Imports | 5547 | 5547-Biodiesels | KTOE | PT | 2013 | nrg_110a | 0.23446
Primary production | 2100 | 2100-Hard coal and derivatives | KTOE | UA | 2014 | nrg_101a | 1103.0962
Imports | 2100 | 2100-Hard coal and derivatives | KTOE | EE | 2009 | nrg_101a | 0.81643
Imports | 2100 | 2100-Hard coal and derivatives | KTOE | MK | 2013 | nrg_101a | 3.1485
Imports | 2100 | 2100-Hard coal and derivatives | KTOE | RO | 2009 | nrg_101a | 42.115
Transformation input in Patent Fuel Plants | 2100 | 2100-Hard coal and derivatives | KTOE | UK | 2009 | nrg_101a | 6.2048
Transformation input in Coke Ovens | 2100 | 2100-Hard coal and derivatives | KTOE | AT | 2011 | nrg_101a | 51.9163
Consumption in Coal Mines | 2100 | 2100-Hard coal and derivatives | KTOE | HU | 2012 | nrg_101a | 0.075362
Consumption in Coal Mines | 2100 | 2100-Hard coal and derivatives | KTOE | PL | 2012 | nrg_101a | 0.61546
Imports | 2121 | 2121-Coke Oven Coke | KTOE | ES | 2014 | nrg_101a | 7.0673
Imports | 2121 | 2121-Coke Oven Coke | KTOE | MK | 2013 | nrg_101a | 0.083736
Transformation input in Coke Ovens | 2121 | 2121-Coke Oven Coke | KTOE | HU | 2009 | nrg_101a | 0.083736
Transformation output from Coke Ovens | 2121 | 2121-Coke Oven Coke | KTOE | FI | 2011 | nrg_101a | 24.2834
Transformation output from Coke Ovens | 2121 | 2121-Coke Oven Coke | KTOE | IT | 2013 | nrg_101a | 68.8268
Consumption in Coke Ovens | 4210 | 4210-Coke Oven Gas | KTOE | SK | 2013 | nrg_110a | 1.9427
Transformation output from Coke Ovens | 4210 | 4210-Coke Oven Gas | KTOE | BE | 2011 | nrg_110a | 15.1102
Primary production | 5550 | 5550-Geothermal Energy | KTOE | NL | 2009 | nrg_110a | 0.14235
Primary production | 5550 | 5550-Geothermal Energy | KTOE | TR | 2009 | nrg_107a | 68.0146
Primary production | 5510 | 5510-Hydro power | KTOE | ME | 2012 | nrg_107a | 5.3172
Primary production | 5510 | 5510-Hydro power | KTOE | PL | 2010 | nrg_107a | 10.5131
Primary production | 5510 | 5510-Hydro power | KTOE | RO | 2011 | nrg_107a | 53.0216
Primary production | 5550 | 5550-Geothermal Energy | KTOE | PL | 2009 | nrg_107a | 0.59871
Primary production | 5510 | 5510-Hydro power | KTOE | MD | 2012 | nrg_110a | 0.96715
Primary production | 5510 | 5510-Hydro power | KTOE | ME | 2010 | nrg_110a | 9.9018
Primary production | 5510 | 5510-Hydro power | KTOE | PT | 2012 | nrg_110a | 20.239
Primary production | 5550 | 5550-Geothermal Energy | KTOE | PL | 2012 | nrg_110a | 0.66151
Primary production | 5550 | 5550-Geothermal Energy | KTOE | RO | 2013 | nrg_110a | 1.0886
Imports | 3200 | 3200-All petroleum products | KTOE | ME | 2011 | nrg_102a | 13.0126
Imports | 3200 | 3200-All petroleum products | KTOE | PT | 2012 | nrg_102a | 118.2897
Imports | 3200 | 3200-All petroleum products | KTOE | RO | 2013 | nrg_102a | 92.0091
Transformation input in Patent Fuel Plants | 3200 | 3200-All petroleum products | KTOE | UK | 2014 | nrg_102a | 3.0899
Consumption in Coal Mines | 3200 | 3200-All petroleum products | KTOE | RO | 2011 | nrg_102a | 0.25539
Transformation output from Coke Ovens | 4210 | 4210-Coke Oven Gas | KTOE | ES | 2010 | nrg_103a | 16.0815
Consumption in Coke Ovens | 4210 | 4210-Coke Oven Gas | KTOE | FR | 2012 | nrg_103a | 3.4039
Primary production | 5550 | 5550-Geothermal Energy | KTOE | AT | 2011 | nrg_107a | 1.3649
Primary production | 5550 | 5550-Geothermal Energy | KTOE | HR | 2009 | nrg_107a | 0.13398
Consumption in Coke Ovens | 4210 | 4210-Coke Oven Gas | KTOE | HU | 2012 | nrg_110a | 2.9726
Transformation output from Coke Ovens | 4210 | 4210-Coke Oven Gas | KTOE | ES | 2012 | nrg_110a | 12.9288
Transformation output from Coke Ovens | 4210 | 4210-Coke Oven Gas | KTOE | IT | 2010 | nrg_110a | 14.478
Primary production | 5550 | 5550-Geothermal Energy | KTOE | BE | 2011 | nrg_110a | 0.11304
Primary production | 5550 | 5550-Geothermal Energy | KTOE | HU | 2009 | nrg_110a | 4.0319
Transformation output from BKB / PB Plants | 2330 | 2330-Peat products | KTOE | UA | 2014 | nrg_101a | 4.7395
Imports | 3200 | 3200-All petroleum products | KTOE | IE | 2011 | nrg_102a | 239.6734
Imports | 3200 | 3200-All petroleum products | KTOE | IT | 2010 | nrg_102a | 472.4511
Imports | 3200 | 3200-All petroleum products | KTOE | NL | 2009 | nrg_102a | 3274.5926
Imports | 3200 | 3200-All petroleum products | KTOE | UA | 2009 | nrg_102a | 225.187
Consumption in Oil and gas extraction | 3200 | 3200-All petroleum products | KTOE | UA | 2010 | nrg_102a | 1.6663
Consumption in Oil and gas extraction | 3200 | 3200-All petroleum products | KTOE | UK | 2012 | nrg_102a | 26.5443
Consumption in Coal Mines | 3200 | 3200-All petroleum products | KTOE | SK | 2013 | nrg_102a | 0.041868
Transformation output from Coke Ovens | 4210 | 4210-Coke Oven Gas | KTOE | PL | 2011 | nrg_103a | 69.4423
Transformation output from Coke Ovens | 4210 | 4210-Coke Oven Gas | KTOE | RO | 2009 | nrg_103a | 2.106
Transformation output from Coke Ovens | 4210 | 4210-Coke Oven Gas | KTOE | SE | 2009 | nrg_103a | 6.6905
Transformation output from Coke Ovens | 4210 | 4210-Coke Oven Gas | KTOE | TR | 2010 | nrg_103a | 25.1082
Consumption in Coke Ovens | 4210 | 4210-Coke Oven Gas | KTOE | AT | 2013 | nrg_103a | 1.3272
Consumption in Coke Ovens | 4210 | 4210-Coke Oven Gas | KTOE | IT | 2009 | nrg_103a | 0.20097
Consumption in Coke Ovens | 4210 | 4210-Coke Oven Gas | KTOE | NL | 2013 | nrg_103a | 6.0792
Primary production | 5510 | 5510-Hydro power | KTOE | EE | 2013 | nrg_107a | 0.09211
Primary production | 5510 | 5510-Hydro power | KTOE | IE | 2011 | nrg_107a | 2.5456
Primary production | 5550 | 5550-Geothermal Energy | KTOE | BE | 2012 | nrg_107a | 0.12142
Primary production | 5550 | 5550-Geothermal Energy | KTOE | DE | 2014 | nrg_107a | 7.6283
Primary production | 5550 | 5550-Geothermal Energy | KTOE | RO | 2010 | nrg_107a | 0.96296
Transformation output from BKB / PB Plants | 2330 | 2330-Peat products | KTOE | LT | 2012 | nrg_110a | 0.10048
Consumption in Coke Ovens | 4210 | 4210-Coke Oven Gas | KTOE | BE | 2011 | nrg_110a | 6.3932
Consumption in Coke Ovens | 4210 | 4210-Coke Oven Gas | KTOE | CZ | 2011 | nrg_110a | 7.2097
Consumption in Coke Ovens | 4210 | 4210-Coke Oven Gas | KTOE | PL | 2013 | nrg_110a | 40.0928
Transformation output from Coke Ovens | 4210 | 4210-Coke Oven Gas | KTOE | PL | 2013 | nrg_110a | 68.8436
Transformation output from Coke Ovens | 4210 | 4210-Coke Oven Gas | KTOE | SE | 2011 | nrg_110a | 8.4364
Transformation output from Coke Ovens | 4210 | 4210-Coke Oven Gas | KTOE | TR | 2012 | nrg_110a | 26.2429
Primary production | 5510 | 5510-Hydro power | KTOE | DE | 2014 | nrg_110a | 70.5141
Primary production | 5510 | 5510-Hydro power | KTOE | IS | 2012 | nrg_110a | 44.4136
Primary production | 5510 | 5510-Hydro power | KTOE | RO | 2012 | nrg_110a | 43.438
Primary production | 5550 | 5550-Geothermal Energy | KTOE | ES | 2009 | nrg_110a | 0.57359
Primary production | 5550 | 5550-Geothermal Energy | KTOE | IS | 2012 | nrg_110a | 167.8153
Transformation output from BKB / PB Plants | 2330 | 2330-Peat products | KTOE | FI | 2009 | nrg_101a | 0.84155
Imports | 3200 | 3200-All petroleum products | KTOE | FI | 2012 | nrg_102a | 201.0501
Primary production | 5532 | 5532-Solar thermal | KTOE | AL | 2009 | nrg_107a | 0.27633
Primary production | 5532 | 5532-Solar thermal | KTOE | BE | 2009 | nrg_107a | 0.46473
Primary production | 2310 | 2310-Peat | KTOE | LV | 2011 | nrg_110a | 0.0083736
Imports | 3281 | 3281-White Spirit and SBP | KTOE | ES | 2013 | nrg_110a | 1.7878
Imports | 3282 | 3282-Lubricants | KTOE | ME | 2013 | nrg_110a | 0.041868
Imports | 2230 | 2230-BKB (brown coal briquettes) | KTOE | CZ | 2011 | nrg_101a | 3.2406
Consumption in BKB / PB Plants | 2230 | 2230-BKB (brown coal briquettes) | KTOE | DE | 2009 | nrg_101a | 0.1591
Primary production | 2310 | 2310-Peat | KTOE | FI | 2012 | nrg_101a | 41.5414
Imports | 3282 | 3282-Lubricants | KTOE | DK | 2011 | nrg_102a | 2.3027
Imports | 3282 | 3282-Lubricants | KTOE | NL | 2013 | nrg_102a | 45.6236
Imports | 3282 | 3282-Lubricants | KTOE | TR | 2014 | nrg_102a | 29.2992
Imports | 3281 | 3281-White Spirit and SBP | KTOE | LV | 2013 | nrg_102a | 0.041868
Primary production | 5532 | 5532-Solar thermal | KTOE | HU | 2014 | nrg_107a | 0.25958
Primary production | 5532 | 5532-Solar thermal | KTOE | XK | 2012 | nrg_107a | 0.01256
Primary production | 5532 | 5532-Solar thermal | KTOE | DK | 2011 | nrg_107a | 0.73688
Primary production | 5532 | 5532-Solar thermal | KTOE | ES | 2013 | nrg_107a | 88.4336
Imports | 2230 | 2230-BKB (brown coal briquettes) | KTOE | HU | 2012 | nrg_110a | 0.13816
Imports | 2230 | 2230-BKB (brown coal briquettes) | KTOE | NL | 2012 | nrg_110a | 1.5407
Imports | 2230 | 2230-BKB (brown coal briquettes) | KTOE | SK | 2013 | nrg_110a | 1.0216
Imports | 2310 | 2310-Peat | KTOE | UA | 2009 | nrg_110a | 0.12979
Primary production | 2310 | 2310-Peat | KTOE | EE | 2013 | nrg_110a | 2.7465
Primary production | 2310 | 2310-Peat | KTOE | SE | 2009 | nrg_110a | 8.7755
Primary production | 2310 | 2310-Peat | KTOE | UA | 2009 | nrg_110a | 5.4177
Imports | 3281 | 3281-White Spirit and SBP | KTOE | IE | 2013 | nrg_110a | 0.046055
Imports | 3281 | 3281-White Spirit and SBP | KTOE | HU | 2012 | nrg_110a | 0.087923
Imports | 3281 | 3281-White Spirit and SBP | KTOE | NL | 2011 | nrg_110a | 22.3659
Imports | 3281 | 3281-White Spirit and SBP | KTOE | MD | 2014 | nrg_110a | 0.041868
Imports | 3281 | 3281-White Spirit and SBP | KTOE | TR | 2014 | nrg_110a | 3.094
Imports | 3282 | 3282-Lubricants | KTOE | DE | 2011 | nrg_110a | 38.0957
Imports | 3282 | 3282-Lubricants | KTOE | HR | 2012 | nrg_110a | 0.80387
Imports | 3282 | 3282-Lubricants | KTOE | UA | 2010 | nrg_110a | 10.7517
Primary production | 5532 | 5532-Solar thermal | KTOE | CZ | 2013 | nrg_110a | 0.62802
Primary production | 5532 | 5532-Solar thermal | KTOE | CY | 2012 | nrg_110a | 2.7005
Primary production | 5532 | 5532-Solar thermal | KTOE | DE | 2014 | nrg_110a | 26.2303
Primary production | 5532 | 5532-Solar thermal | KTOE | FI | 2014 | nrg_110a | 0.058615
Primary production | 5532 | 5532-Solar thermal | KTOE | ES | 2011 | nrg_110a | 29.8561
Primary production | 5532 | 5532-Solar thermal | KTOE | SE | 2013 | nrg_110a | 0.46892
Imports | 2230 | 2230-BKB (brown coal briquettes) | KTOE | AT | 2013 | nrg_101a | 0.33913
Imports | 2230 | 2230-BKB (brown coal briquettes) | KTOE | BE | 2009 | nrg_101a | 3.7388
Consumption in Coal Mines | 2230 | 2230-BKB (brown coal briquettes) | KTOE | BG | 2013 | nrg_101a | 0.041868
Transformation input in BKB / PB Plants | 2310 | 2310-Peat | KTOE | LT | 2010 | nrg_101a | 0.09211
Imports | 3281 | 3281-White Spirit and SBP | KTOE | AT | 2011 | nrg_102a | 0.61546
Imports | 3282 | 3282-Lubricants | KTOE | SI | 2011 | nrg_102a | 0.88341
Imports | 3282 | 3282-Lubricants | KTOE | SK | 2009 | nrg_102a | 1.9427
Imports | 3281 | 3281-White Spirit and SBP | KTOE | SI | 2011 | nrg_102a | 0.12979
Imports | 3281 | 3281-White Spirit and SBP | KTOE | SE | 2009 | nrg_102a | 0.041868
Primary production | 5532 | 5532-Solar thermal | KTOE | IT | 2013 | nrg_107a | 7.0422
Primary production | 5532 | 5532-Solar thermal | KTOE | NL | 2009 | nrg_107a | 0.92528
Imports | 2230 | 2230-BKB (brown coal briquettes) | KTOE | DK | 2013 | nrg_110a | 0.020934
Imports | 3281 | 3281-White Spirit and SBP | KTOE | FI | 2014 | nrg_110a | 0.087923
Imports | 3281 | 3281-White Spirit and SBP | KTOE | SI | 2011 | nrg_110a | 0.12979
Imports | 3281 | 3281-White Spirit and SBP | KTOE | UK | 2009 | nrg_110a | 5.5391
Imports | 3282 | 3282-Lubricants | KTOE | BG | 2010 | nrg_110a | 1.6077
Imports | 3282 | 3282-Lubricants | KTOE | DK | 2012 | nrg_110a | 2.3027
Imports | 3282 | 3282-Lubricants | KTOE | FR | 2010 | nrg_110a | 30.9111
Primary production | 5532 | 5532-Solar thermal | KTOE | LU | 2010 | nrg_110a | 0.041868
Imports | 3282 | 3282-Lubricants | KTOE | AL | 2009 | nrg_102a | 0.37681
Imports | 2230 | 2230-BKB (brown coal briquettes) | KTOE | PL | 2013 | nrg_110a | 0.74106
Imports | 3281 | 3281-White Spirit and SBP | KTOE | AT | 2013 | nrg_110a | 0.70757
Imports | 3282 | 3282-Lubricants | KTOE | AL | 2014 | nrg_110a | 0.33494
Imports | 2310 | 2310-Peat | KTOE | SE | 2009 | nrg_101a | 5.6271
Imports | 3282 | 3282-Lubricants | KTOE | CY | 2009 | nrg_102a | 0.40193
Imports | 3282 | 3282-Lubricants | KTOE | CZ | 2012 | nrg_102a | 5.3465
Imports | 3282 | 3282-Lubricants | KTOE | RS | 2009 | nrg_102a | 1.4068
Imports | 3282 | 3282-Lubricants | KTOE | SE | 2014 | nrg_102a | 3.6551
Imports | 3281 | 3281-White Spirit and SBP | KTOE | RS | 2012 | nrg_110a | 0.20097
Imports | 3282 | 3282-Lubricants | KTOE | CZ | 2011 | nrg_110a | 5.2251
Imports | 3282 | 3282-Lubricants | KTOE | SE | 2013 | nrg_110a | 0.79968
Primary production | 5542 | 5542-Biogas | KTOE | HR | 2010 | nrg_110a | 0.29726
Primary production | 5548 | 5548-Other liquid biofuels | KTOE | PT | 2009 | nrg_110a | 0.16747
Primary production | 3106 | 3106-Natural gas liquids (NGL) | KTOE | HR | 2014 | nrg_102a | 2.4911
Primary production | 3106 | 3106-Natural gas liquids (NGL) | KTOE | UA | 2011 | nrg_102a | 38.7656
Imports | 3295 | 3295-Other Oil Products | KTOE | ME | 2014 | nrg_102a | 0.12142
Consumption in Coal Mines | 3295 | 3295-Other Oil Products | KTOE | PL | 2009 | nrg_102a | 0.029308
Primary production | 5542 | 5542-Biogas | KTOE | UK | 2010 | nrg_107a | 74.9312
Primary production | 5548 | 5548-Other liquid biofuels | KTOE | AT | 2010 | nrg_107a | 0.51079
Primary production | 3106 | 3106-Natural gas liquids (NGL) | KTOE | HU | 2014 | nrg_110a | 10.4921
Primary production | 3106 | 3106-Natural gas liquids (NGL) | KTOE | UK | 2011 | nrg_110a | 121.7563
Imports | 3295 | 3295-Other Oil Products | KTOE | ES | 2014 | nrg_110a | 29.6802
Primary production | 3106 | 3106-Natural gas liquids (NGL) | KTOE | HU | 2013 | nrg_102a | 11.6979
Imports | 3106 | 3106-Natural gas liquids (NGL) | KTOE | HU | 2011 | nrg_102a | 4.7311
Imports | 3295 | 3295-Other Oil Products | KTOE | IT | 2009 | nrg_102a | 11.9994
Imports | 3295 | 3295-Other Oil Products | KTOE | LV | 2011 | nrg_102a | 0.16747
Primary production | 5542 | 5542-Biogas | KTOE | CZ | 2013 | nrg_107a | 23.9108
Primary production | 5542 | 5542-Biogas | KTOE | DK | 2010 | nrg_107a | 4.3626
Primary production | 5542 | 5542-Biogas | KTOE | DE | 2009 | nrg_107a | 147.4717
Primary production | 5542 | 5542-Biogas | KTOE | FI | 2012 | nrg_107a | 2.4242
Primary production | 5542 | 5542-Biogas | KTOE | IS | 2011 | nrg_107a | 0.046055
Primary production | 5542 | 5542-Biogas | KTOE | HU | 2012 | nrg_107a | 2.2106
Primary production | 5548 | 5548-Other liquid biofuels | KTOE | DE | 2013 | nrg_107a | 3.4583
Primary production | 5548 | 5548-Other liquid biofuels | KTOE | IT | 2009 | nrg_107a | 2.6628
Primary production | 5548 | 5548-Other liquid biofuels | KTOE | SE | 2014 | nrg_107a | 2.7717
Imports | 3106 | 3106-Natural gas liquids (NGL) | KTOE | NL | 2012 | nrg_110a | 343.64
Imports | 3106 | 3106-Natural gas liquids (NGL) | KTOE | HU | 2011 | nrg_110a | 4.7311
Imports | 3106 | 3106-Natural gas liquids (NGL) | KTOE | FR | 2009 | nrg_110a | 1.4696
Imports | 3295 | 3295-Other Oil Products | KTOE | LV | 2011 | nrg_110a | 0.16747
Imports | 3295 | 3295-Other Oil Products | KTOE | NL | 2014 | nrg_110a | 31.2419
Primary production | 5542 | 5542-Biogas | KTOE | ES | 2014 | nrg_110a | 14.792
Primary production | 5548 | 5548-Other liquid biofuels | KTOE | DK | 2012 | nrg_110a | 0.92947
Primary production | 5548 | 5548-Other liquid biofuels | KTOE | FI | 2009 | nrg_110a | 0.74944
Primary production | 3106 | 3106-Natural gas liquids (NGL) | KTOE | NL | 2011 | nrg_102a | 16.8519
Imports | 3106 | 3106-Natural gas liquids (NGL) | KTOE | UA | 2009 | nrg_102a | 0.041868
Primary production | 5542 | 5542-Biogas | KTOE | LT | 2013 | nrg_107a | 0.64895
Primary production | 5542 | 5542-Biogas | KTOE | NO | 2013 | nrg_107a | 1.1053
Primary production | 5548 | 5548-Other liquid biofuels | KTOE | NL | 2010 | nrg_107a | 1.0718
Primary production | 3106 | 3106-Natural gas liquids (NGL) | KTOE | NO | 2013 | nrg_110a | 393.3666
Imports | 3106 | 3106-Natural gas liquids (NGL) | KTOE | FI | 2011 | nrg_110a | 24.991
Imports | 3106 | 3106-Natural gas liquids (NGL) | KTOE | FR | 2013 | nrg_110a | 13.4815
Imports | 3106 | 3106-Natural gas liquids (NGL) | KTOE | UK | 2014 | nrg_110a | 105.1054
Imports | 3295 | 3295-Other Oil Products | KTOE | AT | 2012 | nrg_110a | 0.20934
Imports | 3295 | 3295-Other Oil Products | KTOE | FI | 2013 | nrg_110a | 18.8029
Imports | 3295 | 3295-Other Oil Products | KTOE | UK | 2014 | nrg_110a | 10.9527
Imports | 3295 | 3295-Other Oil Products | KTOE | UA | 2010 | nrg_110a | 14.1221
Primary production | 5542 | 5542-Biogas | KTOE | LU | 2013 | nrg_110a | 0.65314
Primary production | 5542 | 5542-Biogas | KTOE | MT | 2012 | nrg_110a | 0.09211
Imports | 5548 | 5548-Other liquid biofuels | KTOE | BE | 2014 | nrg_110a | 0.56522
Primary production | 5542 | 5542-Biogas | KTOE | TR | 2013 | nrg_110a | 8.5118
Primary production | 5548 | 5548-Other liquid biofuels | KTOE | TR | 2014 | nrg_110a | 0.016747
Imports | 3295 | 3295-Other Oil Products | KTOE | NO | 2011 | nrg_102a | 0.67826
Imports | 3295 | 3295-Other Oil Products | KTOE | AT | 2012 | nrg_102a | 0.20934
Imports | 5548 | 5548-Other liquid biofuels | KTOE | NO | 2011 | nrg_107a | 0.083736
Imports | 3295 | 3295-Other Oil Products | KTOE | AL | 2012 | nrg_110a | 0.046055
Imports | 3295 | 3295-Other Oil Products | KTOE | PL | 2011 | nrg_110a | 0.15072
Primary production | 5542 | 5542-Biogas | KTOE | PL | 2014 | nrg_110a | 8.6709
Imports | 3106 | 3106-Natural gas liquids (NGL) | KTOE | RS | 2013 | nrg_102a | 3.0354
Imports | 3295 | 3295-Other Oil Products | KTOE | BG | 2014 | nrg_102a | 0.16329
Primary production | 5548 | 5548-Other liquid biofuels | KTOE | PT | 2012 | nrg_107a | 0.17585
Primary production | 5548 | 5548-Other liquid biofuels | KTOE | PL | 2014 | nrg_107a | 0.0041868
Primary production | 3106 | 3106-Natural gas liquids (NGL) | KTOE | RO | 2010 | nrg_110a | 5.8866
Imports | 3295 | 3295-Other Oil Products | KTOE | RS | 2010 | nrg_110a | 0.041868
Primary production | 5542 | 5542-Biogas | KTOE | PT | 2012 | nrg_110a | 2.3823
Primary production | 3106 | 3106-Natural gas liquids (NGL) | KTOE | HR | 2011 | nrg_102a | 4.8358
Primary production | 5542 | 5542-Biogas | KTOE | LV | 2013 | nrg_107a | 2.6963
Primary production | 3106 | 3106-Natural gas liquids (NGL) | KTOE | HU | 2011 | nrg_110a | 12.3427
Primary production | 5546 | 5546-Biogasoline | KTOE | AT | 2012 | nrg_110a | 3.3997
Primary production | 5546 | 5546-Biogasoline | KTOE | FR | 2013 | nrg_110a | 21.0764
Primary production | 5546 | 5546-Biogasoline | KTOE | FI | 2012 | nrg_110a | 0.39775
Imports | 3283 | 3283-Bitumen | KTOE | DE | 2010 | nrg_102a | 10.2995
Imports | 3283 | 3283-Bitumen | KTOE | IE | 2013 | nrg_102a | 10.4796
Imports | 3283 | 3283-Bitumen | KTOE | SK | 2010 | nrg_102a | 5.3089
Primary production | 5546 | 5546-Biogasoline | KTOE | ES | 2010 | nrg_107a | 11.2248
Imports | 5546 | 5546-Biogasoline | KTOE | IT | 2009 | nrg_107a | 2.1395
Imports | 5546 | 5546-Biogasoline | KTOE | LT | 2012 | nrg_107a | 0.28052
Imports | 3283 | 3283-Bitumen | KTOE | IE | 2014 | nrg_110a | 7.0883
Imports | 3283 | 3283-Bitumen | KTOE | HU | 2013 | nrg_110a | 1.1681
Imports | 3283 | 3283-Bitumen | KTOE | LT | 2009 | nrg_110a | 0.82061
Imports | 3283 | 3283-Bitumen | KTOE | LV | 2009 | nrg_110a | 2.0515
Imports | 3283 | 3283-Bitumen | KTOE | UA | 2009 | nrg_110a | 4.3292
Primary production | 5546 | 5546-Biogasoline | KTOE | ES | 2012 | nrg_110a | 8.0973
Primary production | 5546 | 5546-Biogasoline | KTOE | RO | 2011 | nrg_110a | 1.457
Imports | 5546 | 5546-Biogasoline | KTOE | LV | 2014 | nrg_110a | 0.25958
Imports | 3283 | 3283-Bitumen | KTOE | AT | 2014 | nrg_102a | 11.4551
Imports | 3283 | 3283-Bitumen | KTOE | BE | 2013 | nrg_102a | 5.0702
Imports | 3283 | 3283-Bitumen | KTOE | DK | 2011 | nrg_102a | 9.8725
Imports | 3283 | 3283-Bitumen | KTOE | SE | 2014 | nrg_102a | 4.0947
Imports | 5546 | 5546-Biogasoline | KTOE | SI | 2012 | nrg_107a | 0.25121
Imports | 5546 | 5546-Biogasoline | KTOE | SK | 2010 | nrg_107a | 0.64058
Imports | 3283 | 3283-Bitumen | KTOE | SK | 2014 | nrg_110a | 4.4966
Primary production | 5546 | 5546-Biogasoline | KTOE | LT | 2009 | nrg_110a | 0.64058
Imports | 3283 | 3283-Bitumen | KTOE | AL | 2011 | nrg_110a | 1.1304
Imports | 3283 | 3283-Bitumen | KTOE | AL | 2013 | nrg_102a | 0.38937
Imports | 3283 | 3283-Bitumen | KTOE | NO | 2014 | nrg_102a | 16.8854
Imports | 5546 | 5546-Biogasoline | KTOE | NO | 2009 | nrg_107a | 0.029308
Imports | 3283 | 3283-Bitumen | KTOE | BG | 2013 | nrg_102a | 3.2029
Primary production | 5546 | 5546-Biogasoline | KTOE | FR | 2012 | nrg_107a | 17.5553
Primary production | 5546 | 5546-Biogasoline | KTOE | FI | 2012 | nrg_107a | 0.39775
Primary production | 5546 | 5546-Biogasoline | KTOE | PL | 2011 | nrg_107a | 3.6467
Imports | 3283 | 3283-Bitumen | KTOE | SE | 2013 | nrg_110a | 3.9775
Primary production | 5546 | 5546-Biogasoline | KTOE | FR | 2009 | nrg_110a | 19.1295
Imports | 3283 | 3283-Bitumen | KTOE | ES | 2012 | nrg_102a | 0.46892
Imports | 3283 | 3283-Bitumen | KTOE | PT | 2011 | nrg_102a | 9.4789
Imports | 3283 | 3283-Bitumen | KTOE | PL | 2013 | nrg_102a | 12.439
Primary production | 5546 | 5546-Biogasoline | KTOE | AT | 2012 | nrg_107a | 3.3997
Primary production | 5546 | 5546-Biogasoline | KTOE | LV | 2010 | nrg_107a | 0.39775
Imports | 3283 | 3283-Bitumen | KTOE | ES | 2010 | nrg_110a | 2.8847
Imports | 3283 | 3283-Bitumen | KTOE | EL | 2013 | nrg_110a | 0.54428
Imports | 3283 | 3283-Bitumen | KTOE | CZ | 2014 | nrg_102a | 10.4921
Imports | 3283 | 3283-Bitumen | KTOE | IE | 2009 | nrg_102a | 9.4245
Imports | 3283 | 3283-Bitumen | KTOE | FR | 2012 | nrg_102a | 47.3443
Imports | 3283 | 3283-Bitumen | KTOE | IT | 2010 | nrg_102a | 1.2477
Primary production | 5546 | 5546-Biogasoline | KTOE | RO | 2013 | nrg_107a | 1.1095
Primary production | 5546 | 5546-Biogasoline | KTOE | UA | 2013 | nrg_107a | 1.8841
Imports | 5546 | 5546-Biogasoline | KTOE | DE | 2012 | nrg_107a | 18.1288
Imports | 5546 | 5546-Biogasoline | KTOE | IE | 2012 | nrg_107a | 1.3063
Imports | 5546 | 5546-Biogasoline | KTOE | NL | 2012 | nrg_107a | 5.4805
Imports | 3283 | 3283-Bitumen | KTOE | HU | 2009 | nrg_110a | 2.9056
Imports | 3283 | 3283-Bitumen | KTOE | LU | 2014 | nrg_110a | 1.0467
Primary production | 5546 | 5546-Biogasoline | KTOE | BE | 2011 | nrg_110a | 5.5643
Primary production | 5546 | 5546-Biogasoline | KTOE | DE | 2013 | nrg_110a | 16.9858
Primary production | 5546 | 5546-Biogasoline | KTOE | HU | 2013 | nrg_110a | 7.5362
Imports | 5546 | 5546-Biogasoline | KTOE | DE | 2014 | nrg_110a | 15.9266
Imports | 5546 | 5546-Biogasoline | KTOE | HR | 2013 | nrg_110a | 0.054428
Imports | 5546 | 5546-Biogasoline | KTOE | LV | 2010 | nrg_110a | 0.17585
Imports | 5546 | 5546-Biogasoline | KTOE | NL | 2011 | nrg_110a | 6.2425
Imports | 5546 | 5546-Biogasoline | KTOE | SK | 2014 | nrg_110a | 0.041868
Imports | 3283 | 3283-Bitumen | KTOE | AT | 2010 | nrg_102a | 14.4612
Imports | 3283 | 3283-Bitumen | KTOE | BE | 2009 | nrg_102a | 3.5085
Imports | 3283 | 3283-Bitumen | KTOE | SE | 2010 | nrg_102a | 3.9398
Imports | 3283 | 3283-Bitumen | KTOE | SI | 2013 | nrg_102a | 2.3027
Imports | 5546 | 5546-Biogasoline | KTOE | DK | 2009 | nrg_107a | 0.20515
Imports | 5546 | 5546-Biogasoline | KTOE | FI | 2014 | nrg_107a | 2.5707
Imports | 5546 | 5546-Biogasoline | KTOE | UK | 2013 | nrg_107a | 7.6325
Imports | 3283 | 3283-Bitumen | KTOE | SK | 2010 | nrg_110a | 5.3089
Primary production | 5546 | 5546-Biogasoline | KTOE | IT | 2012 | nrg_110a | 2.42
Imports | 5546 | 5546-Biogasoline | KTOE | BE | 2013 | nrg_110a | 0.17585
Imports | 5546 | 5546-Biogasoline | KTOE | AT | 2014 | nrg_110a | 1.6203
Imports | 5546 | 5546-Biogasoline | KTOE | UA | 2013 | nrg_110a | 0.13816
Primary production | 3000 | 3000-Total petroleum products | KTOE | AT | 2009 | nrg_100a | 43.4674
Primary production | 3000 | 3000-Total petroleum products | KTOE | MD | 2009 | nrg_100a | 0.67407
Primary production | 2000 | 2000-Solid fuels | KTOE | ME | 2012 | nrg_100a | 16.4499
Imports | 2000 | 2000-Solid fuels | KTOE | ES | 2011 | nrg_100a | 398.5289
Transformation input in Coke Ovens | 2000 | 2000-Solid fuels | KTOE | HU | 2010 | nrg_100a | 44.5852
Transformation input in Coke Ovens | 2000 | 2000-Solid fuels | KTOE | SE | 2013 | nrg_100a | 42.002
Transformation input in BKB / PB Plants | 2000 | 2000-Solid fuels | KTOE | DE | 2012 | nrg_100a | 147.0069
Transformation input in BKB / PB Plants | 2000 | 2000-Solid fuels | KTOE | FI | 2011 | nrg_100a | 0.78293
Transformation output from Coke Ovens | 2000 | 2000-Solid fuels | KTOE | SE | 2009 | nrg_100a | 28.1311
Transformation output from Coke Ovens | 2000 | 2000-Solid fuels | KTOE | TR | 2010 | nrg_100a | 121.8108
Consumption in Coal Mines | 2000 | 2000-Solid fuels | KTOE | EE | 2012 | nrg_100a | 0.10048
Consumption in Coal Mines | 2000 | 2000-Solid fuels | KTOE | HU | 2012 | nrg_100a | 0.075362
Imports | 3000 | 3000-Total petroleum products | KTOE | EE | 2010 | nrg_100a | 48.4078
Imports | 3000 | 3000-Total petroleum products | KTOE | EL | 2010 | nrg_100a | 1139.199
Imports | 3000 | 3000-Total petroleum products | KTOE | ME | 2009 | nrg_100a | 13.8625
Transformation input in Coke Ovens | 2000 | 2000-Solid fuels | KTOE | IT | 2011 | nrg_101a | 173.1995
Transformation input in Coke Ovens | 2000 | 2000-Solid fuels | KTOE | SK | 2013 | nrg_101a | 58.5063
Primary production | 2000 | 2000-Solid fuels | KTOE | BG | 2013 | nrg_101a | 200.2253
Primary production | 2000 | 2000-Solid fuels | KTOE | ES | 2013 | nrg_101a | 73.8049
Primary production | 2000 | 2000-Solid fuels | KTOE | IE | 2014 | nrg_101a | 40.6622
Primary production | 2000 | 2000-Solid fuels | KTOE | SE | 2009 | nrg_101a | 8.7755
Primary production | 2000 | 2000-Solid fuels | KTOE | RS | 2011 | nrg_101a | 327.6087
Primary production | 2000 | 2000-Solid fuels | KTOE | XK | 2010 | nrg_101a | 67.4787
Primary production | 2000 | 2000-Solid fuels | KTOE | UK | 2014 | nrg_101a | 284.3968
Imports | 2000 | 2000-Solid fuels | KTOE | IS | 2014 | nrg_101a | 3.6886
Imports | 2000 | 2000-Solid fuels | KTOE | HU | 2009 | nrg_101a | 46.373
Imports | 2000 | 2000-Solid fuels | KTOE | MD | 2012 | nrg_101a | 4.392
Imports | 2000 | 2000-Solid fuels | KTOE | NL | 2012 | nrg_101a | 742.8597
Imports | 2000 | 2000-Solid fuels | KTOE | NO | 2009 | nrg_101a | 19.8664
Consumption in Coke Ovens | 2000 | 2000-Solid fuels | KTOE | PL | 2011 | nrg_101a | 1.9762
Consumption in BKB / PB Plants | 2000 | 2000-Solid fuels | KTOE | DE | 2013 | nrg_101a | 10.1027
Consumption in BKB / PB Plants | 2000 | 2000-Solid fuels | KTOE | UA | 2014 | nrg_101a | 0.21353
Consumption in Gas Works | 2000 | 2000-Solid fuels | KTOE | CZ | 2012 | nrg_101a | 1.9594
Primary production | 3000 | 3000-Total petroleum products | KTOE | DK | 2012 | nrg_102a | 417.7254
Primary production | 3000 | 3000-Total petroleum products | KTOE | HU | 2009 | nrg_102a | 49.4838
Primary production | 3000 | 3000-Total petroleum products | KTOE | RS | 2009 | nrg_102a | 28.9852
Primary production | 3000 | 3000-Total petroleum products | KTOE | UA | 2009 | nrg_102a | 165.2279
Imports | 3000 | 3000-Total petroleum products | KTOE | FR | 2010 | nrg_102a | 4445.607
Imports | 3000 | 3000-Total petroleum products | KTOE | IE | 2010 | nrg_102a | 383.7746
Primary production | 2000 | 2000-Solid fuels | KTOE | SI | 2013 | nrg_100a | 45.0039
Primary production | 2000 | 2000-Solid fuels | KTOE | SI | 2014 | nrg_110a | 34.2522
Primary production | 3000 | 3000-Total petroleum products | KTOE | SK | 2012 | nrg_100a | 0.59453
Primary production | 2000 | 2000-Solid fuels | KTOE | SK | 2009 | nrg_101a | 27.3524
Primary production | 3000 | 3000-Total petroleum products | KTOE | TR | 2009 | nrg_102a | 102.3254
Transformation input in BKB / PB Plants | 2000 | 2000-Solid fuels | KTOE | EE | 2013 | nrg_101a | 0.87923
Imports | 2000 | 2000-Solid fuels | KTOE | AL | 2010 | nrg_101a | 4.5427
Imports | 3000 | 3000-Total petroleum products | KTOE | NO | 2013 | nrg_102a | 280.524
Consumption in Oil and gas extraction | 3000 | 3000-Total petroleum products | KTOE | UA | 2013 | nrg_102a | 1.3649
Imports | 2000 | 2000-Solid fuels | KTOE | NO | 2009 | nrg_110a | 19.8664
Transformation input in BKB / PB Plants | 2000 | 2000-Solid fuels | KTOE | RS | 2011 | nrg_110a | 23.1195
Transformation input in Coke Ovens | 2000 | 2000-Solid fuels | KTOE | EE | 2013 | nrg_110a | 0.90016
Consumption in Oil and gas extraction | 3000 | 3000-Total petroleum products | KTOE | UA | 2010 | nrg_110a | 1.7501
Transformation input in Coke Ovens | 2000 | 2000-Solid fuels | KTOE | DE | 2011 | nrg_101a | 307.219
Imports | 2000 | 2000-Solid fuels | KTOE | CY | 2012 | nrg_101a | 0.0041868
Imports | 2000 | 2000-Solid fuels | KTOE | EE | 2013 | nrg_101a | 1.6035
Imports | 3000 | 3000-Total petroleum products | KTOE | RO | 2010 | nrg_102a | 354.3749
Transformation input in Coke Ovens | 3000 | 3000-Total petroleum products | KTOE | DE | 2011 | nrg_102a | 37.3128
Consumption in Pipeline transport | 3000 | 3000-Total petroleum products | KTOE | UA | 2010 | nrg_102a | 0.38519
Imports | 3000 | 3000-Total petroleum products | KTOE | RS | 2013 | nrg_110a | 108.9447
Imports | 3000 | 3000-Total petroleum products | KTOE | RO | 2010 | nrg_110a | 354.3749
Primary production | 2000 | 2000-Solid fuels | KTOE | MK | 2009 | nrg_100a | 54.1521
Imports | 3000 | 3000-Total petroleum products | KTOE | RS | 2010 | nrg_100a | 137.3605
Consumption in Gas Works | 3000 | 3000-Total petroleum products | KTOE | UA | 2009 | nrg_100a | 0.17166
Imports | 3200 | 3200-All petroleum products | KTOE | FR | 2014 | nrg_102a | 1746.7037
Transformation output from Coke Ovens | 4210 | 4210-Coke Oven Gas | KTOE | UA | 2013 | nrg_103a | 129.3931
Transformation output from Coke Ovens | 4210 | 4210-Coke Oven Gas | KTOE | UK | 2009 | nrg_103a | 25.7739
Consumption in Coke Ovens | 4210 | 4210-Coke Oven Gas | KTOE | FI | 2009 | nrg_103a | 1.8338
Consumption in Coke Ovens | 4210 | 4210-Coke Oven Gas | KTOE | UK | 2013 | nrg_103a | 11.8026
Primary production | 5510 | 5510-Hydro power | KTOE | LT | 2011 | nrg_107a | 1.7291
Primary production | 5510 | 5510-Hydro power | KTOE | LU | 2012 | nrg_107a | 0.35588
Primary production | 5550 | 5550-Geothermal Energy | KTOE | NL | 2013 | nrg_107a | 0.99227
Transformation output from BKB / PB Plants | 2330 | 2330-Peat products | KTOE | IE | 2011 | nrg_110a | 3.8393
Transformation output from Coke Ovens | 4210 | 4210-Coke Oven Gas | KTOE | UK | 2011 | nrg_110a | 28.6586
Primary production | 5510 | 5510-Hydro power | KTOE | SK | 2014 | nrg_110a | 15.152
Imports | 3200 | 3200-All petroleum products | KTOE | AT | 2014 | nrg_102a | 236.8766
Imports | 3200 | 3200-All petroleum products | KTOE | RS | 2013 | nrg_102a | 34.3192
Transformation input in Coke Ovens | 3200 | 3200-All petroleum products | KTOE | DE | 2013 | nrg_102a | 31.6606
Primary production | 5510 | 5510-Hydro power | KTOE | ME | 2010 | nrg_107a | 9.9018
Primary production | 5510 | 5510-Hydro power | KTOE | MD | 2014 | nrg_107a | 0.21353
Primary production | 5510 | 5510-Hydro power | KTOE | RO | 2009 | nrg_107a | 55.9231
Primary production | 5510 | 5510-Hydro power | KTOE | MD | 2010 | nrg_110a | 1.4654
Primary production | 5510 | 5510-Hydro power | KTOE | PT | 2010 | nrg_110a | 58.1337
Primary production | 5550 | 5550-Geothermal Energy | KTOE | PL | 2010 | nrg_110a | 0.56103
Primary production | 5550 | 5550-Geothermal Energy | KTOE | RO | 2011 | nrg_110a | 0.99646
Imports | 3200 | 3200-All petroleum products | KTOE | ME | 2009 | nrg_102a | 13.8625
Imports | 3200 | 3200-All petroleum products | KTOE | PT | 2010 | nrg_102a | 143.3728
Imports | 3200 | 3200-All petroleum products | KTOE | RO | 2011 | nrg_102a | 96.2629
Transformation input in Patent Fuel Plants | 3200 | 3200-All petroleum products | KTOE | UK | 2012 | nrg_102a | 2.8177
Consumption in Coal Mines | 3200 | 3200-All petroleum products | KTOE | RO | 2009 | nrg_102a | 0.12979
Consumption in Coke Ovens | 4210 | 4210-Coke Oven Gas | KTOE | FR | 2010 | nrg_103a | 2.5833
Primary production | 5550 | 5550-Geothermal Energy | KTOE | AT | 2009 | nrg_107a | 1.4026
Primary production | 5550 | 5550-Geothermal Energy | KTOE | UK | 2013 | nrg_107a | 0.033494
Consumption in Coke Ovens | 4210 | 4210-Coke Oven Gas | KTOE | HU | 2010 | nrg_110a | 3.6593
Transformation output from Coke Ovens | 4210 | 4210-Coke Oven Gas | KTOE | ES | 2010 | nrg_110a | 16.0815
Primary production | 5510 | 5510-Hydro power | KTOE | FR | 2014 | nrg_110a | 226.1835
Primary production | 5550 | 5550-Geothermal Energy | KTOE | BE | 2009 | nrg_110a | 0.17166
Transformation output from BKB / PB Plants | 2330 | 2330-Peat products | KTOE | UA | 2012 | nrg_101a | 4.1994
Imports | 3200 | 3200-All petroleum products | KTOE | DE | 2013 | nrg_102a | 1601.4761
Imports | 3200 | 3200-All petroleum products | KTOE | IE | 2009 | nrg_102a | 258.4888
Consumption in Oil and gas extraction | 3200 | 3200-All petroleum products | KTOE | PL | 2013 | nrg_102a | 0.51916
Consumption in Oil and gas extraction | 3200 | 3200-All petroleum products | KTOE | UK | 2010 | nrg_102a | 20.9759
Consumption in Coal Mines | 3200 | 3200-All petroleum products | KTOE | SK | 2011 | nrg_102a | 0.041868
Transformation output from Coke Ovens | 4210 | 4210-Coke Oven Gas | KTOE | NL | 2013 | nrg_103a | 15.8135
Transformation output from Coke Ovens | 4210 | 4210-Coke Oven Gas | KTOE | PL | 2009 | nrg_103a | 53.3775
Consumption in Coke Ovens | 4210 | 4210-Coke Oven Gas | KTOE | AT | 2011 | nrg_103a | 1.3858
Consumption in Coke Ovens | 4210 | 4210-Coke Oven Gas | KTOE | NL | 2011 | nrg_103a | 6.7366
Primary production | 5510 | 5510-Hydro power | KTOE | EE | 2011 | nrg_107a | 0.10886
Primary production | 5510 | 5510-Hydro power | KTOE | CZ | 2014 | nrg_107a | 6.8705
Primary production | 5510 | 5510-Hydro power | KTOE | EL | 2013 | nrg_107a | 22.8474
Primary production | 5510 | 5510-Hydro power | KTOE | FI | 2014 | nrg_107a | 48.2277
Primary production | 5510 | 5510-Hydro power | KTOE | IE | 2009 | nrg_107a | 3.249
Primary production | 5550 | 5550-Geothermal Energy | KTOE | BE | 2010 | nrg_107a | 0.18003
Primary production | 5550 | 5550-Geothermal Energy | KTOE | DK | 2013 | nrg_107a | 0.23027
Primary production | 5550 | 5550-Geothermal Energy | KTOE | DE | 2012 | nrg_107a | 3.7681
Primary production | 5550 | 5550-Geothermal Energy | KTOE | IS | 2014 | nrg_107a | 172.291
Primary production | 5550 | 5550-Geothermal Energy | KTOE | RS | 2014 | nrg_107a | 0.23446
Transformation output from BKB / PB Plants | 2330 | 2330-Peat products | KTOE | LT | 2010 | nrg_110a | 0.12142
Consumption in Coke Ovens | 4210 | 4210-Coke Oven Gas | KTOE | BE | 2009 | nrg_110a | 3.8142
Consumption in Coke Ovens | 4210 | 4210-Coke Oven Gas | KTOE | CZ | 2009 | nrg_110a | 6.6696
Consumption in Coke Ovens | 4210 | 4210-Coke Oven Gas | KTOE | IT | 2013 | nrg_110a | 0.56522
Consumption in Coke Ovens | 4210 | 4210-Coke Oven Gas | KTOE | PL | 2011 | nrg_110a | 41.0055
Transformation output from Coke Ovens | 4210 | 4210-Coke Oven Gas | KTOE | PL | 2011 | nrg_110a | 69.4423
Transformation output from Coke Ovens | 4210 | 4210-Coke Oven Gas | KTOE | SE | 2009 | nrg_110a | 6.6905
Transformation output from Coke Ovens | 4210 | 4210-Coke Oven Gas | KTOE | TR | 2010 | nrg_110a | 25.1082
Consumption in Coal Mines | 5200 | 5200-Derived heat | KTOE | EE | 2009 | nrg_106a | 0.046055
Imports | 2115 | 2115-Anthracite | KTOE | MK | 2013 | nrg_110a | 0.029308
Imports | 2115 | 2115-Anthracite | KTOE | RO | 2012 | nrg_110a | 3.496
Imports | 2115 | 2115-Anthracite | KTOE | PT | 2014 | nrg_110a | 0.21771
Consumption in Oil and gas extraction | 5200 | 5200-Derived heat | KTOE | HU | 2014 | nrg_110a | 0.0041868
Consumption in Oil and gas extraction | 5200 | 5200-Derived heat | KTOE | IT | 2013 | nrg_110a | 0.73688
Consumption in Coal Mines | 5200 | 5200-Derived heat | KTOE | EE | 2012 | nrg_110a | 0.050242
Consumption in Coal Mines | 5200 | 5200-Derived heat | KTOE | RO | 2011 | nrg_100a | 0.020934
Primary production | 2115 | 2115-Anthracite | KTOE | DE | 2011 | nrg_101a | 60.1224
Imports | 2115 | 2115-Anthracite | KTOE | IS | 2009 | nrg_101a | 2.9433
Imports | 2115 | 2115-Anthracite | KTOE | LU | 2010 | nrg_101a | 0.69501
Imports | 2115 | 2115-Anthracite | KTOE | NL | 2013 | nrg_101a | 4.7478
Imports | 2115 | 2115-Anthracite | KTOE | SK | 2010 | nrg_101a | 7.2055
Consumption in Coal Mines | 5200 | 5200-Derived heat | KTOE | RO | 2014 | nrg_106a | 0.13816
Consumption in Coal Mines | 5200 | 5200-Derived heat | KTOE | SI | 2012 | nrg_106a | 0.066989
Consumption in Coke Ovens | 5200 | 5200-Derived heat | KTOE | IT | 2012 | nrg_106a | 0.087923
Consumption in Coke Ovens | 5200 | 5200-Derived heat | KTOE | PL | 2010 | nrg_106a | 0.52754
Consumption in BKB / PB Plants | 5200 | 5200-Derived heat | KTOE | DE | 2012 | nrg_106a | 5.3005
Primary production | 2115 | 2115-Anthracite | KTOE | DE | 2013 | nrg_110a | 60.2899
Imports | 2115 | 2115-Anthracite | KTOE | IS | 2009 | nrg_110a | 2.9433
Consumption in BKB / PB Plants | 5200 | 5200-Derived heat | KTOE | BG | 2014 | nrg_110a | 6.6612
Consumption in Oil and gas extraction | 5200 | 5200-Derived heat | KTOE | PL | 2014 | nrg_110a | 0.025121
Consumption in Coke Ovens | 5200 | 5200-Derived heat | KTOE | IT | 2010 | nrg_110a | 0.066989
Consumption in Oil and gas extraction | 5200 | 5200-Derived heat | KTOE | PL | 2012 | nrg_100a | 0.025121
Consumption in Coal Mines | 5200 | 5200-Derived heat | KTOE | SI | 2014 | nrg_100a | 0.054428
Consumption in Coal Mines | 5200 | 5200-Derived heat | KTOE | SK | 2014 | nrg_100a | 0.066989
Imports | 2115 | 2115-Anthracite | KTOE | XK | 2010 | nrg_101a | 0.91691
Consumption in Coal Mines | 2115 | 2115-Anthracite | KTOE | UA | 2013 | nrg_101a | 0.31401
Imports | 5200 | 5200-Derived heat | KTOE | DK | 2013 | nrg_106a | 0.15491
Consumption in Coke Ovens | 5200 | 5200-Derived heat | KTOE | UA | 2010 | nrg_106a | 22.1649
Consumption in Oil and gas extraction | 5200 | 5200-Derived heat | KTOE | DE | 2009 | nrg_106a | 0.025121
Imports | 5200 | 5200-Derived heat | KTOE | SK | 2014 | nrg_100a | 0.075362
Consumption in Coal Mines | 5200 | 5200-Derived heat | KTOE | DE | 2011 | nrg_100a | 0.30982
Consumption in Coal Mines | 5200 | 5200-Derived heat | KTOE | UA | 2014 | nrg_100a | 4.953
Consumption in Coke Ovens | 5200 | 5200-Derived heat | KTOE | SK | 2014 | nrg_100a | 1.2058
Imports | 2115 | 2115-Anthracite | KTOE | AT | 2009 | nrg_101a | 0.15072
Imports | 2115 | 2115-Anthracite | KTOE | AL | 2012 | nrg_110a | 6.7491
Imports | 2115 | 2115-Anthracite | KTOE | RO | 2014 | nrg_101a | 3.3704
Consumption in Gas Works | 5200 | 5200-Derived heat | KTOE | UA | 2014 | nrg_106a | 0.44799
Imports | 2115 | 2115-Anthracite | KTOE | PT | 2009 | nrg_110a | 0.71176
Consumption in BKB / PB Plants | 5200 | 5200-Derived heat | KTOE | LT | 2009 | nrg_100a | 0.0041868
Imports | 2115 | 2115-Anthracite | KTOE | ES | 2013 | nrg_101a | 14.0551
Consumption in Oil and gas extraction | 5200 | 5200-Derived heat | KTOE | IT | 2014 | nrg_106a | 0.8876
Imports | 2115 | 2115-Anthracite | KTOE | ES | 2011 | nrg_110a | 21.0219
Consumption in Oil and gas extraction | 5200 | 5200-Derived heat | KTOE | IT | 2012 | nrg_100a | 0.81643
Consumption in Coal Mines | 5200 | 5200-Derived heat | KTOE | EE | 2013 | nrg_100a | 0.046055
Imports | 2115 | 2115-Anthracite | KTOE | IE | 2012 | nrg_101a | 1.7459
Consumption in Coal Mines | 5200 | 5200-Derived heat | KTOE | RO | 2009 | nrg_106a | 0.025121
Consumption in BKB / PB Plants | 5200 | 5200-Derived heat | KTOE | BG | 2011 | nrg_106a | 4.5552
Consumption in Gas Works | 5200 | 5200-Derived heat | KTOE | PL | 2014 | nrg_106a | 0.01256
Consumption in Coal Mines | 5200 | 5200-Derived heat | KTOE | DE | 2012 | nrg_106a | 0.25121
Primary production | 2115 | 2115-Anthracite | KTOE | UA | 2011 | nrg_110a | 348.0487
Imports | 2115 | 2115-Anthracite | KTOE | LT | 2013 | nrg_110a | 0.050242
Imports | 2115 | 2115-Anthracite | KTOE | MD | 2013 | nrg_110a | 5.5978
Imports | 2115 | 2115-Anthracite | KTOE | LV | 2012 | nrg_110a | 0.13816
Imports | 2115 | 2115-Anthracite | KTOE | SK | 2011 | nrg_110a | 7.5027
Consumption in Coke Ovens | 5200 | 5200-Derived heat | KTOE | PL | 2011 | nrg_110a | 0.65314
Consumption in BKB / PB Plants | 5200 | 5200-Derived heat | KTOE | BG | 2009 | nrg_110a | 8.5704
Consumption in BKB / PB Plants | 5200 | 5200-Derived heat | KTOE | DE | 2013 | nrg_110a | 4.706
Consumption in Oil and gas extraction | 5200 | 5200-Derived heat | KTOE | PL | 2009 | nrg_110a | 0.025121
Consumption in Oil and gas extraction | 5200 | 5200-Derived heat | KTOE | NL | 2010 | nrg_110a | 0.0083736
Consumption in Oil and gas extraction | 5200 | 5200-Derived heat | KTOE | RO | 2011 | nrg_110a | 0.0041868
Consumption in Coal Mines | 5200 | 5200-Derived heat | KTOE | IT | 2012 | nrg_110a | 0.075362
Consumption in Coal Mines | 5200 | 5200-Derived heat | KTOE | SI | 2009 | nrg_100a | 0.09211
Consumption in Coal Mines | 5200 | 5200-Derived heat | KTOE | SK | 2009 | nrg_100a | 0.13398
Imports | 3295 | 3295-Other Oil Products | KTOE | ES | 2011 | nrg_110a | 47.4783
Imports | 3295 | 3295-Other Oil Products | KTOE | EL | 2012 | nrg_110a | 0.041868
Primary production | 3106 | 3106-Natural gas liquids (NGL) | KTOE | HU | 2010 | nrg_102a | 14.704
Primary production | 3106 | 3106-Natural gas liquids (NGL) | KTOE | RO | 2012 | nrg_102a | 6.0332
Primary production | 3106 | 3106-Natural gas liquids (NGL) | KTOE | RS | 2013 | nrg_102a | 1.658
Imports | 3295 | 3295-Other Oil Products | KTOE | NL | 2014 | nrg_102a | 31.2419
Primary production | 5542 | 5542-Biogas | KTOE | CZ | 2010 | nrg_107a | 7.3981
Primary production | 5542 | 5542-Biogas | KTOE | FI | 2009 | nrg_107a | 1.7333
Primary production | 5542 | 5542-Biogas | KTOE | HU | 2009 | nrg_107a | 1.2937
Primary production | 5542 | 5542-Biogas | KTOE | SE | 2013 | nrg_107a | 6.0709
Primary production | 5548 | 5548-Other liquid biofuels | KTOE | DE | 2010 | nrg_107a | 15.42
Primary production | 5548 | 5548-Other liquid biofuels | KTOE | SE | 2011 | nrg_107a | 3.6425
Imports | 3106 | 3106-Natural gas liquids (NGL) | KTOE | NL | 2009 | nrg_110a | 434.6317
Imports | 3295 | 3295-Other Oil Products | KTOE | NL | 2011 | nrg_110a | 22.7594
Imports | 3295 | 3295-Other Oil Products | KTOE | MD | 2012 | nrg_110a | 0.041868
Imports | 3295 | 3295-Other Oil Products | KTOE | TR | 2013 | nrg_110a | 6.163
Primary production | 5542 | 5542-Biogas | KTOE | CY | 2012 | nrg_110a | 0.4773
Primary production | 5542 | 5542-Biogas | KTOE | CZ | 2013 | nrg_110a | 23.9108
Primary production | 5542 | 5542-Biogas | KTOE | DE | 2014 | nrg_110a | 311.2593
Primary production | 5542 | 5542-Biogas | KTOE | FI | 2014 | nrg_110a | 4.1742
Primary production | 5542 | 5542-Biogas | KTOE | ES | 2011 | nrg_110a | 11.5221
Primary production | 5542 | 5542-Biogas | KTOE | SE | 2013 | nrg_110a | 6.0709
Primary production | 5548 | 5548-Other liquid biofuels | KTOE | DK | 2009 | nrg_110a | 1.6035
Primary production | 5548 | 5548-Other liquid biofuels | KTOE | DE | 2012 | nrg_110a | 3.7974
Primary production | 5548 | 5548-Other liquid biofuels | KTOE | IT | 2014 | nrg_110a | 4.2245
Imports | 3295 | 3295-Other Oil Products | KTOE | UK | 2014 | nrg_102a | 10.9527
Primary production | 5542 | 5542-Biogas | KTOE | LT | 2010 | nrg_107a | 0.41868
Primary production | 5542 | 5542-Biogas | KTOE | NO | 2010 | nrg_107a | 1.2435
Primary production | 3106 | 3106-Natural gas liquids (NGL) | KTOE | NO | 2010 | nrg_110a | 358.8548
Imports | 3106 | 3106-Natural gas liquids (NGL) | KTOE | UK | 2011 | nrg_110a | 46.7205
Imports | 3295 | 3295-Other Oil Products | KTOE | AT | 2009 | nrg_110a | 1.4612
Imports | 3295 | 3295-Other Oil Products | KTOE | FI | 2010 | nrg_110a | 15.1185
Imports | 3295 | 3295-Other Oil Products | KTOE | UK | 2011 | nrg_110a | 2.4577
Primary production | 5542 | 5542-Biogas | KTOE | LU | 2010 | nrg_110a | 0.48986
Primary production | 5542 | 5542-Biogas | KTOE | LV | 2012 | nrg_110a | 2.1729
Imports | 5548 | 5548-Other liquid biofuels | KTOE | BE | 2011 | nrg_110a | 0.29726
Imports | 5548 | 5548-Other liquid biofuels | KTOE | FI | 2012 | nrg_110a | 0.51079
Primary production | 5542 | 5542-Biogas | KTOE | SK | 2013 | nrg_110a | 2.2986
Primary production | 5542 | 5542-Biogas | KTOE | SK | 2012 | nrg_107a | 2.5958
Primary production | 3106 | 3106-Natural gas liquids (NGL) | KTOE | SK | 2011 | nrg_102a | 0.11304
Imports | 5548 | 5548-Other liquid biofuels | KTOE | NO | 2012 | nrg_110a | 0.12142
Primary production | 5542 | 5542-Biogas | KTOE | MD | 2013 | nrg_107a | 0.037681
Imports | 3295 | 3295-Other Oil Products | KTOE | RO | 2012 | nrg_110a | 2.5958
Primary production | 5542 | 5542-Biogas | KTOE | MD | 2013 | nrg_110a | 0.037681
Primary production | 5548 | 5548-Other liquid biofuels | KTOE | PT | 2012 | nrg_110a | 0.17585
Primary production | 3106 | 3106-Natural gas liquids (NGL) | KTOE | AT | 2011 | nrg_102a | 5.0995
Primary production | 3106 | 3106-Natural gas liquids (NGL) | KTOE | UA | 2014 | nrg_102a | 29.2113
Imports | 3295 | 3295-Other Oil Products | KTOE | PT | 2009 | nrg_102a | 0.087923
Consumption in Coal Mines | 3295 | 3295-Other Oil Products | KTOE | PL | 2012 | nrg_102a | 0.029308
Primary production | 5542 | 5542-Biogas | KTOE | AT | 2009 | nrg_107a | 6.4058
Primary production | 5542 | 5542-Biogas | KTOE | UK | 2013 | nrg_107a | 85.2642
Primary production | 5548 | 5548-Other liquid biofuels | KTOE | BE | 2011 | nrg_107a | 1.344
Primary production | 5548 | 5548-Other liquid biofuels | KTOE | AT | 2014 | nrg_107a | 0.020934
Primary production | 3106 | 3106-Natural gas liquids (NGL) | KTOE | UA | 2009 | nrg_110a | 44.2587
Primary production | 3106 | 3106-Natural gas liquids (NGL) | KTOE | UK | 2014 | nrg_110a | 111.1302
Imports | 3295 | 3295-Other Oil Products | KTOE | ME | 2013 | nrg_110a | 0.041868
Primary production | 5542 | 5542-Biogas | KTOE | AT | 2011 | nrg_110a | 7.0883
Primary production | 5542 | 5542-Biogas | KTOE | HR | 2013 | nrg_110a | 0.69501
Imports | 3106 | 3106-Natural gas liquids (NGL) | KTOE | HU | 2014 | nrg_102a | 5.7192
Imports | 3106 | 3106-Natural gas liquids (NGL) | KTOE | NL | 2011 | nrg_102a | 348.6139
Imports | 3295 | 3295-Other Oil Products | KTOE | UA | 2009 | nrg_102a | 1.9217
Imports | 3295 | 3295-Other Oil Products | KTOE | DE | 2011 | nrg_102a | 1.1262
Imports | 3295 | 3295-Other Oil Products | KTOE | IT | 2012 | nrg_102a | 15.5581
Imports | 3295 | 3295-Other Oil Products | KTOE | LV | 2014 | nrg_102a | 2.4535
Imports | 3295 | 3295-Other Oil Products | KTOE | MD | 2011 | nrg_102a | 0.20097
Primary production | 5542 | 5542-Biogas | KTOE | BE | 2010 | nrg_107a | 5.334
Imports | 3260 | 3260-Gas/diesel oil (without bio components) | KTOE | ME | 2012 | nrg_110a | 7.2599
Imports | 3260 | 3260-Gas/diesel oil (without bio components) | KTOE | HU | 2011 | nrg_102a | 53.5492
Imports | 3260 | 3260-Gas/diesel oil (without bio components) | KTOE | IS | 2014 | nrg_102a | 12.3552
Imports | 3260 | 3260-Gas/diesel oil (without bio components) | KTOE | LU | 2010 | nrg_102a | 84.3766
Imports | 3260 | 3260-Gas/diesel oil (without bio components) | KTOE | IE | 2012 | nrg_102a | 95.7521
Consumption in Oil and gas extraction | 3260 | 3260-Gas/diesel oil (without bio components) | KTOE | LT | 2014 | nrg_102a | 0.041868
Consumption in Oil and gas extraction | 3260 | 3260-Gas/diesel oil (without bio components) | KTOE | UA | 2010 | nrg_102a | 1.6203
Consumption in Oil and gas extraction | 3260 | 3260-Gas/diesel oil (without bio components) | KTOE | UK | 2011 | nrg_102a | 23.5968
Consumption in Coal Mines | 3260 | 3260-Gas/diesel oil (without bio components) | KTOE | NO | 2014 | nrg_102a | 0.38937
Consumption in Coal Mines | 3260 | 3260-Gas/diesel oil (without bio components) | KTOE | RO | 2010 | nrg_102a | 0.25539
Imports | 3260 | 3260-Gas/diesel oil (without bio components) | KTOE | DE | 2009 | nrg_110a | 622.3511
Imports | 3260 | 3260-Gas/diesel oil (without bio components) | KTOE | LU | 2011 | nrg_110a | 88.2829
Imports | 3260 | 3260-Gas/diesel oil (without bio components) | KTOE | IS | 2010 | nrg_110a | 12.5269
Imports | 3260 | 3260-Gas/diesel oil (without bio components) | KTOE | LV | 2013 | nrg_110a | 61.3994
Imports | 3260 | 3260-Gas/diesel oil (without bio components) | KTOE | SK | 2009 | nrg_110a | 21.5788
Consumption in Oil and gas extraction | 3260 | 3260-Gas/diesel oil (without bio components) | KTOE | UA | 2013 | nrg_110a | 1.2309
Consumption in Coal Mines | 3260 | 3260-Gas/diesel oil (without bio components) | KTOE | CZ | 2010 | nrg_110a | 0.6029
Consumption in Coal Mines | 3260 | 3260-Gas/diesel oil (without bio components) | KTOE | NO | 2011 | nrg_110a | 0.041868
Consumption in Coal Mines | 3260 | 3260-Gas/diesel oil (without bio components) | KTOE | SK | 2010 | nrg_110a | 0.041868
Imports | 3260 | 3260-Gas/diesel oil (without bio components) | KTOE | FI | 2014 | nrg_102a | 93.173
Imports | 3260 | 3260-Gas/diesel oil (without bio components) | KTOE | UK | 2013 | nrg_102a | 487.1719
Consumption in Coal Mines | 3260 | 3260-Gas/diesel oil (without bio components) | KTOE | UA | 2012 | nrg_102a | 1.3147
Imports | 3260 | 3260-Gas/diesel oil (without bio components) | KTOE | AT | 2014 | nrg_110a | 178.8015
Imports | 3260 | 3260-Gas/diesel oil (without bio components) | KTOE | SE | 2012 | nrg_110a | 89.2333
Imports | 3260 | 3260-Gas/diesel oil (without bio components) | KTOE | UA | 2012 | nrg_110a | 202.034
Consumption in Coal Mines | 3260 | 3260-Gas/diesel oil (without bio components) | KTOE | UA | 2010 | nrg_110a | 1.1514
Imports | 3260 | 3260-Gas/diesel oil (without bio components) | KTOE | NO | 2009 | nrg_102a | 73.1434
Consumption in Oil and gas extraction | 3260 | 3260-Gas/diesel oil (without bio components) | KTOE | SK | 2013 | nrg_102a | 0.041868
Imports | 3260 | 3260-Gas/diesel oil (without bio components) | KTOE | NO | 2010 | nrg_110a | 48.6925
Imports | 3260 | 3260-Gas/diesel oil (without bio components) | KTOE | CZ | 2011 | nrg_102a | 68.9064
Imports | 3260 | 3260-Gas/diesel oil (without bio components) | KTOE | PT | 2009 | nrg_102a | 62.9611
Imports | 3260 | 3260-Gas/diesel oil (without bio components) | KTOE | RS | 2010 | nrg_102a | 26.4983
Consumption in Gas Works | 3260 | 3260-Gas/diesel oil (without bio components) | KTOE | UA | 2014 | nrg_102a | 0.1256
Imports | 3260 | 3260-Gas/diesel oil (without bio components) | KTOE | BG | 2009 | nrg_110a | 26.4815
Consumption in Gas Works | 3260 | 3260-Gas/diesel oil (without bio components) | KTOE | UA | 2014 | nrg_110a | 0.1256
Consumption in Pipeline transport | 3260 | 3260-Gas/diesel oil (without bio components) | KTOE | PL | 2013 | nrg_110a | 0.041868
Imports | 3260 | 3260-Gas/diesel oil (without bio components) | KTOE | ME | 2010 | nrg_102a | 7.0464
Consumption in Oil and gas extraction | 3260 | 3260-Gas/diesel oil (without bio components) | KTOE | ES | 2013 | nrg_102a | 0.083736
Consumption in Coal Mines | 3260 | 3260-Gas/diesel oil (without bio components) | KTOE | MK | 2011 | nrg_102a | 0.087923
Consumption in Coal Mines | 3260 | 3260-Gas/diesel oil (without bio components) | KTOE | PL | 2012 | nrg_102a | 0.95459
Consumption in Coal Mines | 3260 | 3260-Gas/diesel oil (without bio components) | KTOE | RO | 2013 | nrg_110a | 0.041868
Imports | 3260 | 3260-Gas/diesel oil (without bio components) | KTOE | HR | 2009 | nrg_102a | 24.9868
Imports | 3260 | 3260-Gas/diesel oil (without bio components) | KTOE | LT | 2013 | nrg_102a | 32.0458
Consumption in Oil and gas extraction | 3260 | 3260-Gas/diesel oil (without bio components) | KTOE | RO | 2009 | nrg_102a | 0.64477
Consumption in Oil and gas extraction | 3260 | 3260-Gas/diesel oil (without bio components) | KTOE | PL | 2014 | nrg_102a | 0.17166
Consumption in Coal Mines | 3260 | 3260-Gas/diesel oil (without bio components) | KTOE | CZ | 2013 | nrg_102a | 0.68664
Consumption in Coal Mines | 3260 | 3260-Gas/diesel oil (without bio components) | KTOE | SK | 2012 | nrg_102a | 0.041868
Imports | 3260 | 3260-Gas/diesel oil (without bio components) | KTOE | CZ | 2014 | nrg_110a | 75.622
Imports | 3260 | 3260-Gas/diesel oil (without bio components) | KTOE | HU | 2010 | nrg_110a | 67.3279
Imports | 3260 | 3260-Gas/diesel oil (without bio components) | KTOE | IE | 2013 | nrg_110a | 91.8542
Imports | 3260 | 3260-Gas/diesel oil (without bio components) | KTOE | LT | 2014 | nrg_110a | 43.5009
Imports | 3260 | 3260-Gas/diesel oil (without bio components) | KTOE | IT | 2011 | nrg_110a | 109.7821
Consumption in Oil and gas extraction | 3260 | 3260-Gas/diesel oil (without bio components) | KTOE | LT | 2011 | nrg_110a | 0.041868
Consumption in Coal Mines | 2310 | 2310-Peat | KTOE | EE | 2011 | nrg_101a | 0.38937
Consumption in BKB / PB Plants | 2310 | 2310-Peat | KTOE | IE | 2014 | nrg_101a | 0.5066
Imports | 3282 | 3282-Lubricants | KTOE | EE | 2010 | nrg_102a | 0.1256
Imports | 3281 | 3281-White Spirit and SBP | KTOE | ES | 2010 | nrg_102a | 1.4821
Imports | 3281 | 3281-White Spirit and SBP | KTOE | RO | 2012 | nrg_102a | 0.21771
Primary production | 5532 | 5532-Solar thermal | KTOE | UK | 2012 | nrg_107a | 2.0013
Imports | 2310 | 2310-Peat | KTOE | RO | 2009 | nrg_110a | 0.30564
Primary production | 2310 | 2310-Peat | KTOE | AT | 2010 | nrg_110a | 0.0083736
Imports | 3281 | 3281-White Spirit and SBP | KTOE | PT | 2012 | nrg_110a | 0.041868
Imports | 3281 | 3281-White Spirit and SBP | KTOE | RO | 2010 | nrg_110a | 0.12979
Primary production | 5532 | 5532-Solar thermal | KTOE | BE | 2014 | nrg_110a | 0.85829
Primary production | 5532 | 5532-Solar thermal | KTOE | HU | 2014 | nrg_110a | 0.25958
Primary production | 5532 | 5532-Solar thermal | KTOE | UK | 2011 | nrg_110a | 1.8589
Imports | 2230 | 2230-BKB (brown coal briquettes) | KTOE | DE | 2012 | nrg_101a | 1.1597
Imports | 2230 | 2230-BKB (brown coal briquettes) | KTOE | LU | 2010 | nrg_101a | 0.20097
Primary production | 2310 | 2310-Peat | KTOE | EE | 2010 | nrg_101a | 3.6802
Primary production | 2310 | 2310-Peat | KTOE | IE | 2010 | nrg_101a | 41.0893
Imports | 3282 | 3282-Lubricants | KTOE | DE | 2014 | nrg_102a | 38.4725
Imports | 3282 | 3282-Lubricants | KTOE | HR | 2012 | nrg_102a | 0.80387
Imports | 3282 | 3282-Lubricants | KTOE | LV | 2011 | nrg_102a | 2.1771
Imports | 3282 | 3282-Lubricants | KTOE | LU | 2010 | nrg_102a | 0.52335
Imports | 3282 | 3282-Lubricants | KTOE | UA | 2014 | nrg_102a | 8.1475
Imports | 3282 | 3282-Lubricants | KTOE | TR | 2009 | nrg_102a | 27.5952
Imports | 3281 | 3281-White Spirit and SBP | KTOE | CZ | 2014 | nrg_102a | 0.80387
Imports | 3281 | 3281-White Spirit and SBP | KTOE | HR | 2014 | nrg_102a | 0.10048
Imports | 3281 | 3281-White Spirit and SBP | KTOE | TR | 2013 | nrg_102a | 4.1701
Primary production | 5532 | 5532-Solar thermal | KTOE | IE | 2011 | nrg_107a | 0.381
Primary production | 5532 | 5532-Solar thermal | KTOE | HU | 2009 | nrg_107a | 0.18841
Primary production | 5532 | 5532-Solar thermal | KTOE | BG | 2014 | nrg_107a | 0.8248
Primary production | 5532 | 5532-Solar thermal | KTOE | CZ | 2010 | nrg_107a | 0.36425
Primary production | 5532 | 5532-Solar thermal | KTOE | FI | 2011 | nrg_107a | 0.041868
Imports | 2230 | 2230-BKB (brown coal briquettes) | KTOE | LU | 2014 | nrg_110a | 0.079549
Primary production | 2310 | 2310-Peat | KTOE | FI | 2009 | nrg_110a | 91.8375
Consumption in BKB / PB Plants | 2310 | 2310-Peat | KTOE | UA | 2011 | nrg_110a | 0.26377
Imports | 3281 | 3281-White Spirit and SBP | KTOE | IS | 2010 | nrg_110a | 0.041868
Imports | 3281 | 3281-White Spirit and SBP | KTOE | TR | 2009 | nrg_110a | 79.612
Imports | 3282 | 3282-Lubricants | KTOE | LT | 2011 | nrg_110a | 2.1855
Imports | 3282 | 3282-Lubricants | KTOE | LU | 2014 | nrg_110a | 0.36006
Imports | 3282 | 3282-Lubricants | KTOE | LV | 2011 | nrg_110a | 2.1771
Primary production | 5532 | 5532-Solar thermal | KTOE | BG | 2013 | nrg_110a | 0.79968
Primary production | 5532 | 5532-Solar thermal | KTOE | DK | 2013 | nrg_110a | 1.0258
Primary production | 5532 | 5532-Solar thermal | KTOE | DE | 2009 | nrg_110a | 19.0081
Primary production | 5532 | 5532-Solar thermal | KTOE | EL | 2014 | nrg_110a | 8.0303
Primary production | 5532 | 5532-Solar thermal | KTOE | FI | 2009 | nrg_110a | 0.033494
Primary production | 5532 | 5532-Solar thermal | KTOE | IE | 2012 | nrg_110a | 0.42705
Imports | 2230 | 2230-BKB (brown coal briquettes) | KTOE | DK | 2013 | nrg_101a | 0.020934
Primary production | 2310 | 2310-Peat | KTOE | LT | 2013 | nrg_101a | 0.9839
Primary production | 2310 | 2310-Peat | KTOE | LV | 2013 | nrg_101a | 0.10048
Imports | 2310 | 2310-Peat | KTOE | UA | 2010 | nrg_101a | 0.17585
Imports | 3281 | 3281-White Spirit and SBP | KTOE | BE | 2013 | nrg_102a | 0.30564
Imports | 3282 | 3282-Lubricants | KTOE | BE | 2011 | nrg_102a | 19.3221
Imports | 3282 | 3282-Lubricants | KTOE | UK | 2013 | nrg_102a | 16.7137
Imports | 3281 | 3281-White Spirit and SBP | KTOE | UK | 2012 | nrg_102a | 7.4986
Primary production | 5532 | 5532-Solar thermal | KTOE | LU | 2013 | nrg_107a | 0.12142
Consumption in Coal Mines | 2230 | 2230-BKB (brown coal briquettes) | KTOE | BG | 2013 | nrg_110a | 0.041868
Imports | 2230 | 2230-BKB (brown coal briquettes) | KTOE | AT | 2014 | nrg_110a | 0.30145
Imports | 2310 | 2310-Peat | KTOE | FI | 2013 | nrg_110a | 0.37681
Transformation output from BKB / PB Plants | 2230 | 2230-BKB (brown coal briquettes) | KTOE | BG | 2014 | nrg_110a | 27.838
Transformation input in BKB / PB Plants | 2310 | 2310-Peat | KTOE | UA | 2013 | nrg_110a | 3.1401
Imports | 3281 | 3281-White Spirit and SBP | KTOE | FI | 2009 | nrg_110a | 0.087923
Imports | 3282 | 3282-Lubricants | KTOE | BE | 2010 | nrg_110a | 16.2532
Imports | 3282 | 3282-Lubricants | KTOE | SK | 2011 | nrg_110a | 3.6635
Primary production | 5532 | 5532-Solar thermal | KTOE | NL | 2010 | nrg_110a | 0.99227
Primary production | 5532 | 5532-Solar thermal | KTOE | SK | 2014 | nrg_107a | 0.24283
Imports | 2230 | 2230-BKB (brown coal briquettes) | KTOE | PL | 2014 | nrg_101a | 1.3984
Imports | 3281 | 3281-White Spirit and SBP | KTOE | NO | 2014 | nrg_102a | 0.82899
Imports | 2230 | 2230-BKB (brown coal briquettes) | KTOE | PL | 2010 | nrg_110a | 0.10048
Imports | 3281 | 3281-White Spirit and SBP | KTOE | AT | 2010 | nrg_110a | 0.52754
Primary production | 5541 | 5541-Solid biofuels (excluding charcoal) | KTOE | AT | 2011 | nrg_110a | 183.0092
Primary production | 5541 | 5541-Solid biofuels (excluding charcoal) | KTOE | UK | 2010 | nrg_110a | 82.0362
Primary production | 5541 | 5541-Solid biofuels (excluding charcoal) | KTOE | XK | 2009 | nrg_110a | 9.7846
Imports | 3100 | 3100-Crude oil, feedstocks and other hydrocarbons | KTOE | FR | 2010 | nrg_102a | 2735.6886
Imports | 3100 | 3100-Crude oil, feedstocks and other hydrocarbons | KTOE | HR | 2013 | nrg_102a | 119.4285
Imports | 3100 | 3100-Crude oil, feedstocks and other hydrocarbons | KTOE | HU | 2009 | nrg_102a | 230.8183
Imports | 3100 | 3100-Crude oil, feedstocks and other hydrocarbons | KTOE | IT | 2014 | nrg_102a | 2551.147
Primary production | 3100 | 3100-Crude oil, feedstocks and other hydrocarbons | KTOE | DK | 2011 | nrg_102a | 453.4765
Primary production | 3100 | 3100-Crude oil, feedstocks and other hydrocarbons | KTOE | DE | 2012 | nrg_102a | 158.5541
Primary production | 3100 | 3100-Crude oil, feedstocks and other hydrocarbons | KTOE | CZ | 2013 | nrg_102a | 10.7517
Primary production | 3100 | 3100-Crude oil, feedstocks and other hydrocarbons | KTOE | ES | 2013 | nrg_102a | 15.4367
Primary production | 3100 | 3100-Crude oil, feedstocks and other hydrocarbons | KTOE | RS | 2010 | nrg_102a | 38.1836
Primary production | 3192 | 3192-Additives/Oxygenates | KTOE | DE | 2014 | nrg_102a | 45.0918
Imports | 3192 | 3192-Additives/Oxygenates | KTOE | IT | 2014 | nrg_102a | 4.999
Imports | 3192 | 3192-Additives/Oxygenates | KTOE | UA | 2013 | nrg_102a | 2.1771
Imports | 5541 | 5541-Solid biofuels (excluding charcoal) | KTOE | NL | 2011 | nrg_107a | 22.2445
Primary production | 5541 | 5541-Solid biofuels (excluding charcoal) | KTOE | BE | 2010 | nrg_107a | 50.25
Primary production | 5541 | 5541-Solid biofuels (excluding charcoal) | KTOE | DK | 2010 | nrg_107a | 71.3096
Imports | 5541 | 5541-Solid biofuels (excluding charcoal) | KTOE | HU | 2010 | nrg_107a | 2.1729
Imports | 5541 | 5541-Solid biofuels (excluding charcoal) | KTOE | IE | 2012 | nrg_107a | 0.64477
Imports | 5541 | 5541-Solid biofuels (excluding charcoal) | KTOE | LT | 2013 | nrg_107a | 4.9488
Primary production | 3192 | 3192-Additives/Oxygenates | KTOE | RS | 2012 | nrg_110a | 0.17585
Imports | 3192 | 3192-Additives/Oxygenates | KTOE | IT | 2010 | nrg_110a | 6.1546
Imports | 3192 | 3192-Additives/Oxygenates | KTOE | NL | 2013 | nrg_110a | 26.5192
Primary production | 5541 | 5541-Solid biofuels (excluding charcoal) | KTOE | CZ | 2013 | nrg_110a | 95.9866
Primary production | 5541 | 5541-Solid biofuels (excluding charcoal) | KTOE | DK | 2012 | nrg_110a | 60.0722
Primary production | 5541 | 5541-Solid biofuels (excluding charcoal) | KTOE | FI | 2014 | nrg_110a | 337.724
Primary production | 5541 | 5541-Solid biofuels (excluding charcoal) | KTOE | ES | 2011 | nrg_110a | 207.2257
Primary production | 5541 | 5541-Solid biofuels (excluding charcoal) | KTOE | IT | 2014 | nrg_110a | 273.7916
Imports | 5541 | 5541-Solid biofuels (excluding charcoal) | KTOE | CZ | 2010 | nrg_110a | 2.2316
Imports | 5541 | 5541-Solid biofuels (excluding charcoal) | KTOE | HU | 2011 | nrg_110a | 1.9552
Imports | 5541 | 5541-Solid biofuels (excluding charcoal) | KTOE | IT | 2014 | nrg_110a | 65.0252
Imports | 5541 | 5541-Solid biofuels (excluding charcoal) | KTOE | MD | 2012 | nrg_110a | 0.01256
Imports | 5541 | 5541-Solid biofuels (excluding charcoal) | KTOE | NL | 2013 | nrg_110a | 12.9749
Imports | 3100 | 3100-Crude oil, feedstocks and other hydrocarbons | KTOE | BE | 2010 | nrg_102a | 1460.0335
Primary production | 3100 | 3100-Crude oil, feedstocks and other hydrocarbons | KTOE | LT | 2009 | nrg_102a | 4.9027
Primary production | 3192 | 3192-Additives/Oxygenates | KTOE | IT | 2013 | nrg_102a | 10.3246
Imports | 3192 | 3192-Additives/Oxygenates | KTOE | FR | 2010 | nrg_102a | 7.3102
Imports | 3192 | 3192-Additives/Oxygenates | KTOE | SK | 2013 | nrg_102a | 0.087923
Primary production | 5541 | 5541-Solid biofuels (excluding charcoal) | KTOE | IT | 2009 | nrg_107a | 319.6496
Primary production | 5541 | 5541-Solid biofuels (excluding charcoal) | KTOE | LT | 2010 | nrg_107a | 41.9601
Primary production | 5541 | 5541-Solid biofuels (excluding charcoal) | KTOE | LU | 2010 | nrg_107a | 2.0515
Primary production | 5541 | 5541-Solid biofuels (excluding charcoal) | KTOE | MK | 2012 | nrg_107a | 7.4441
Imports | 5541 | 5541-Solid biofuels (excluding charcoal) | KTOE | AT | 2011 | nrg_107a | 24.1746
Imports | 5541 | 5541-Solid biofuels (excluding charcoal) | KTOE | DK | 2012 | nrg_107a | 41.3447
Primary production | 5541 | 5541-Solid biofuels (excluding charcoal) | KTOE | NL | 2009 | nrg_110a | 47.6667
Imports | 5541 | 5541-Solid biofuels (excluding charcoal) | KTOE | UK | 2011 | nrg_110a | 32.2886
Primary production | 5541 | 5541-Solid biofuels (excluding charcoal) | KTOE | SK | 2013 | nrg_110a | 32.1797
Primary production | 3100 | 3100-Crude oil, feedstocks and other hydrocarbons | KTOE | SK | 2013 | nrg_102a | 0.52335
Primary production | 5541 | 5541-Solid biofuels (excluding charcoal) | KTOE | SK | 2012 | nrg_107a | 33.5279
Primary production | 3100 | 3100-Crude oil, feedstocks and other hydrocarbons | KTOE | TR | 2014 | nrg_102a | 106.0768
Imports | 3100 | 3100-Crude oil, feedstocks and other hydrocarbons | KTOE | NO | 2013 | nrg_102a | 76.5808
Imports | 3100 | 3100-Crude oil, feedstocks and other hydrocarbons | KTOE | PL | 2011 | nrg_102a | 998.175
Imports | 3192 | 3192-Additives/Oxygenates | KTOE | PL | 2009 | nrg_102a | 0.35588
Imports | 5541 | 5541-Solid biofuels (excluding charcoal) | KTOE | NO | 2011 | nrg_107a | 2.4702
Primary production | 5541 | 5541-Solid biofuels (excluding charcoal) | KTOE | NO | 2014 | nrg_107a | 35.1901
Imports | 3192 | 3192-Additives/Oxygenates | KTOE | PL | 2009 | nrg_110a | 0.35588
Imports | 3285 | 3285-Petroleum coke | KTOE | NL | 2010 | nrg_102a | 43.1533
Imports | 3285 | 3285-Petroleum coke | KTOE | TR | 2014 | nrg_102a | 78.4062
Imports | 3285 | 3285-Petroleum coke | KTOE | DE | 2011 | nrg_102a | 40.6413
Imports | 3285 | 3285-Petroleum coke | KTOE | IS | 2010 | nrg_102a | 13.247
Primary production | 2117 | 2117-Other Bituminous Coal | KTOE | CZ | 2014 | nrg_110a | 103.0665
Primary production | 2117 | 2117-Other Bituminous Coal | KTOE | DE | 2010 | nrg_110a | 92.2896
Imports | 2117 | 2117-Other Bituminous Coal | KTOE | HU | 2011 | nrg_110a | 3.1778
Imports | 2117 | 2117-Other Bituminous Coal | KTOE | FR | 2012 | nrg_110a | 288.9101
Imports | 2117 | 2117-Other Bituminous Coal | KTOE | LV | 2010 | nrg_110a | 4.7185
Imports | 2117 | 2117-Other Bituminous Coal | KTOE | MD | 2014 | nrg_110a | 0.99646
Imports | 2117 | 2117-Other Bituminous Coal | KTOE | TR | 2009 | nrg_110a | 401.2964
Imports | 3247 | 3247-Kerosene type jet fuel (without bio components) | KTOE | FR | 2012 | nrg_110a | 176.302
Imports | 3247 | 3247-Kerosene type jet fuel (without bio components) | KTOE | IT | 2010 | nrg_110a | 38.3553
Imports | 3247 | 3247-Kerosene type jet fuel (without bio components) | KTOE | LU | 2013 | nrg_110a | 15.6461
Imports | 3247 | 3247-Kerosene type jet fuel (without bio components) | KTOE | MD | 2011 | nrg_110a | 0.81643
Imports | 3285 | 3285-Petroleum coke | KTOE | IE | 2011 | nrg_110a | 3.563
Imports | 3285 | 3285-Petroleum coke | KTOE | HR | 2013 | nrg_110a | 4.7101
Imports | 3285 | 3285-Petroleum coke | KTOE | TR | 2012 | nrg_110a | 53.2226
Imports | 2117 | 2117-Other Bituminous Coal | KTOE | AT | 2011 | nrg_101a | 44.8364
Imports | 2117 | 2117-Other Bituminous Coal | KTOE | DK | 2009 | nrg_101a | 165.1902
Imports | 2117 | 2117-Other Bituminous Coal | KTOE | UA | 2011 | nrg_101a | 60.3276
Imports | 3191 | 3191-Refinery feedstocks | KTOE | BE | 2011 | nrg_102a | 85.4233
Imports | 3285 | 3285-Petroleum coke | KTOE | SI | 2009 | nrg_102a | 1.8506
Imports | 3285 | 3285-Petroleum coke | KTOE | DK | 2012 | nrg_102a | 6.1546
Imports | 2117 | 2117-Other Bituminous Coal | KTOE | BE | 2012 | nrg_110a | 59.0506
Imports | 3191 | 3191-Refinery feedstocks | KTOE | BE | 2014 | nrg_110a | 131.0971
Imports | 3247 | 3247-Kerosene type jet fuel (without bio components) | KTOE | XK | 2013 | nrg_110a | 0.69501
Primary production | 2117 | 2117-Other Bituminous Coal | KTOE | NO | 2012 | nrg_101a | 34.5369
Imports | 3191 | 3191-Refinery feedstocks | KTOE | PL | 2012 | nrg_102a | 5.782
Imports | 3247 | 3247-Kerosene type jet fuel (without bio components) | KTOE | NO | 2012 | nrg_102a | 14.9134
Imports | 3285 | 3285-Petroleum coke | KTOE | AL | 2010 | nrg_102a | 4.4464
Imports | 3285 | 3285-Petroleum coke | KTOE | AT | 2012 | nrg_102a | 2.8889
Primary production | 2117 | 2117-Other Bituminous Coal | KTOE | NO | 2010 | nrg_110a | 54.374
Imports | 2117 | 2117-Other Bituminous Coal | KTOE | PL | 2011 | nrg_110a | 297.9871
Imports | 3191 | 3191-Refinery feedstocks | KTOE | AT | 2014 | nrg_110a | 3.1945
Imports | 3247 | 3247-Kerosene type jet fuel (without bio components) | KTOE | PL | 2013 | nrg_110a | 2.2776
Primary production | 2117 | 2117-Other Bituminous Coal | KTOE | PL | 2011 | nrg_101a | 1451.4505
Imports | 2117 | 2117-Other Bituminous Coal | KTOE | BG | 2012 | nrg_101a | 31.8322
Imports | 3191 | 3191-Refinery feedstocks | KTOE | PT | 2010 | nrg_102a | 15.7382
Imports | 3285 | 3285-Petroleum coke | KTOE | CY | 2010 | nrg_102a | 3.9984
Imports | 3247 | 3247-Kerosene type jet fuel (without bio components) | KTOE | BG | 2009 | nrg_110a | 0.17166
Imports | 3285 | 3285-Petroleum coke | KTOE | RO | 2013 | nrg_110a | 3.1903
Imports | 3191 | 3191-Refinery feedstocks | KTOE | EL | 2011 | nrg_102a | 68.1737
Transformation input in Coke Ovens | 3285 | 3285-Petroleum coke | KTOE | SE | 2009 | nrg_102a | 0.3182
Transformation input in Coke Ovens | 3285 | 3285-Petroleum coke | KTOE | HU | 2009 | nrg_102a | 0.49404
Transformation input in Patent Fuel Plants | 3285 | 3285-Petroleum coke | KTOE | UK | 2010 | nrg_102a | 4.0779
Imports | 3285 | 3285-Petroleum coke | KTOE | EL | 2013 | nrg_102a | 24.3839
Imports | 2117 | 2117-Other Bituminous Coal | KTOE | ES | 2011 | nrg_110a | 299.0506
Transformation input in Patent Fuel Plants | 2117 | 2117-Other Bituminous Coal | KTOE | UA | 2014 | nrg_110a | 1.39
Imports | 3247 | 3247-Kerosene type jet fuel (without bio components) | KTOE | ES | 2013 | nrg_110a | 78.9463
Imports | 3247 | 3247-Kerosene type jet fuel (without bio components) | KTOE | MK | 2014 | nrg_110a | 1.1597
Imports | 3285 | 3285-Petroleum coke | KTOE | MK | 2012 | nrg_110a | 3.9356
Imports | 3285 | 3285-Petroleum coke | KTOE | ME | 2012 | nrg_110a | 0.86667
Transformation input in Patent Fuel Plants | 3285 | 3285-Petroleum coke | KTOE | UK | 2014 | nrg_110a | 3.0899
Primary production | 2117 | 2117-Other Bituminous Coal | KTOE | CZ | 2012 | nrg_101a | 162.653
Primary production | 2117 | 2117-Other Bituminous Coal | KTOE | UA | 2011 | nrg_101a | 616.9082
Imports | 2117 | 2117-Other Bituminous Coal | KTOE | HU | 2012 | nrg_101a | 1.2937
Imports | 2117 | 2117-Other Bituminous Coal | KTOE | IT | 2012 | nrg_101a | 488.4991
Imports | 2117 | 2117-Other Bituminous Coal | KTOE | LU | 2014 | nrg_101a | 1.8045
Imports | 2117 | 2117-Other Bituminous Coal | KTOE | LT | 2011 | nrg_101a | 8.9179
Imports | 2117 | 2117-Other Bituminous Coal | KTOE | SK | 2010 | nrg_101a | 27.3314
Consumption in Coal Mines | 2117 | 2117-Other Bituminous Coal | KTOE | PL | 2012 | nrg_101a | 0.61546
Imports | 3191 | 3191-Refinery feedstocks | KTOE | IT | 2012 | nrg_102a | 280.5449
Imports | 3191 | 3191-Refinery feedstocks | KTOE | FR | 2011 | nrg_102a | 9.4998
Imports | 3282 | 3282-Lubricants | KTOE | AL | 2011 | nrg_110a | 0.33494
Imports | 3282 | 3282-Lubricants | KTOE | PL | 2014 | nrg_110a | 8.7797
Imports | 3282 | 3282-Lubricants | KTOE | CZ | 2009 | nrg_102a | 3.5378
Imports | 3282 | 3282-Lubricants | KTOE | SE | 2011 | nrg_102a | 2.2274
Imports | 3281 | 3281-White Spirit and SBP | KTOE | BG | 2014 | nrg_102a | 0.39775
Imports | 2230 | 2230-BKB (brown coal briquettes) | KTOE | RS | 2012 | nrg_110a | 0.36006
Imports | 3281 | 3281-White Spirit and SBP | KTOE | RS | 2009 | nrg_110a | 0.24283
Imports | 3282 | 3282-Lubricants | KTOE | SE | 2010 | nrg_110a | 2.2274
Transformation output from BKB / PB Plants | 2230 | 2230-BKB (brown coal briquettes) | KTOE | RS | 2012 | nrg_101a | 10.3791
Consumption in BKB / PB Plants | 2310 | 2310-Peat | KTOE | IE | 2011 | nrg_101a | 0.48567
Imports | 3282 | 3282-Lubricants | KTOE | EL | 2013 | nrg_102a | 0.41868
Imports | 3282 | 3282-Lubricants | KTOE | ME | 2013 | nrg_102a | 0.041868
Imports | 3281 | 3281-White Spirit and SBP | KTOE | RO | 2009 | nrg_102a | 0.21771
Transformation output from BKB / PB Plants | 2230 | 2230-BKB (brown coal briquettes) | KTOE | RS | 2014 | nrg_110a | 5.4219
Imports | 3282 | 3282-Lubricants | KTOE | EL | 2013 | nrg_110a | 0.41868
Imports | 3282 | 3282-Lubricants | KTOE | EE | 2012 | nrg_110a | 0.1256
Imports | 3282 | 3282-Lubricants | KTOE | ES | 2013 | nrg_110a | 2.1018
Imports | 3282 | 3282-Lubricants | KTOE | MK | 2014 | nrg_110a | 0.37681
Primary production | 5532 | 5532-Solar thermal | KTOE | AL | 2012 | nrg_110a | 0.49404
Primary production | 5532 | 5532-Solar thermal | KTOE | BE | 2011 | nrg_110a | 0.6029
Primary production | 5532 | 5532-Solar thermal | KTOE | FR | 2013 | nrg_110a | 3.7472
Primary production | 5532 | 5532-Solar thermal | KTOE | HU | 2011 | nrg_110a | 0.24702
Imports | 2230 | 2230-BKB (brown coal briquettes) | KTOE | DE | 2009 | nrg_101a | 2.42
Imports | 2230 | 2230-BKB (brown coal briquettes) | KTOE | IE | 2010 | nrg_101a | 0.43961
Imports | 2310 | 2310-Peat | KTOE | LV | 2013 | nrg_101a | 0.041868
Imports | 3282 | 3282-Lubricants | KTOE | DE | 2011 | nrg_102a | 38.0957
Imports | 3282 | 3282-Lubricants | KTOE | IE | 2012 | nrg_102a | 1.524
Imports | 3282 | 3282-Lubricants | KTOE | HR | 2009 | nrg_102a | 1.0383
Imports | 3282 | 3282-Lubricants | KTOE | UA | 2011 | nrg_102a | 14.0718
Imports | 3281 | 3281-White Spirit and SBP | KTOE | DE | 2014 | nrg_102a | 6.6947
Imports | 3281 | 3281-White Spirit and SBP | KTOE | CZ | 2011 | nrg_102a | 0.72432
Imports | 3281 | 3281-White Spirit and SBP | KTOE | IE | 2014 | nrg_102a | 0.046055
Imports | 3281 | 3281-White Spirit and SBP | KTOE | HR | 2011 | nrg_102a | 0.10048
Imports | 3281 | 3281-White Spirit and SBP | KTOE | NL | 2012 | nrg_102a | 32.1337
Imports | 3281 | 3281-White Spirit and SBP | KTOE | SK | 2013 | nrg_102a | 0.30145
Imports | 3281 | 3281-White Spirit and SBP | KTOE | TR | 2010 | nrg_102a | 79.6999
Primary production | 5532 | 5532-Solar thermal | KTOE | UK | 2009 | nrg_107a | 1.39
Primary production | 5532 | 5532-Solar thermal | KTOE | CY | 2012 | nrg_107a | 2.7005
Primary production | 5532 | 5532-Solar thermal | KTOE | BG | 2011 | nrg_107a | 0.57778
Primary production | 5532 | 5532-Solar thermal | KTOE | DE | 2014 | nrg_107a | 26.2303
Primary production | 5532 | 5532-Solar thermal | KTOE | EL | 2013 | nrg_107a | 7.8293
Imports | 2230 | 2230-BKB (brown coal briquettes) | KTOE | LU | 2011 | nrg_110a | 0.18003
Primary production | 2310 | 2310-Peat | KTOE | FI | 2014 | nrg_110a | 67.127
Imports | 3281 | 3281-White Spirit and SBP | KTOE | LV | 2014 | nrg_110a | 0.041868
Imports | 3282 | 3282-Lubricants | KTOE | IE | 2013 | nrg_110a | 1.5659
Imports | 3282 | 3282-Lubricants | KTOE | HU | 2014 | nrg_110a | 0.4773
Imports | 3282 | 3282-Lubricants | KTOE | LU | 2011 | nrg_110a | 0.48148
Primary production | 5532 | 5532-Solar thermal | KTOE | BG | 2010 | nrg_110a | 0.42705
Primary production | 5532 | 5532-Solar thermal | KTOE | DK | 2010 | nrg_110a | 0.65733
Primary production | 5532 | 5532-Solar thermal | KTOE | EL | 2011 | nrg_110a | 7.6577
Primary production | 5532 | 5532-Solar thermal | KTOE | IE | 2009 | nrg_110a | 0.22609
Primary production | 5532 | 5532-Solar thermal | KTOE | IT | 2012 | nrg_110a | 6.5021
Primary production | 5532 | 5532-Solar thermal | KTOE | XK | 2012 | nrg_110a | 0.01256
Imports | 2230 | 2230-BKB (brown coal briquettes) | KTOE | DK | 2010 | nrg_101a | 0.041868
Primary production | 2310 | 2310-Peat | KTOE | LT | 2010 | nrg_101a | 0.36425
Primary production | 2310 | 2310-Peat | KTOE | LV | 2010 | nrg_101a | 0.10048
Imports | 3282 | 3282-Lubricants | KTOE | FR | 2012 | nrg_102a | 34.6918
Imports | 3282 | 3282-Lubricants | KTOE | UK | 2010 | nrg_102a | 25.4934
Imports | 3281 | 3281-White Spirit and SBP | KTOE | UK | 2009 | nrg_102a | 5.5391
Primary production | 5532 | 5532-Solar thermal | KTOE | LU | 2010 | nrg_107a | 0.041868
Consumption in Coal Mines | 2230 | 2230-BKB (brown coal briquettes) | KTOE | BG | 2010 | nrg_110a | 0.041868
Imports | 2230 | 2230-BKB (brown coal briquettes) | KTOE | AT | 2011 | nrg_110a | 0.40193
Imports | 2310 | 2310-Peat | KTOE | FI | 2010 | nrg_110a | 0.071176
Transformation output from BKB / PB Plants | 2230 | 2230-BKB (brown coal briquettes) | KTOE | BG | 2011 | nrg_110a | 17.1198
Primary production | 2310 | 2310-Peat | KTOE | LT | 2012 | nrg_110a | 0.71594
Transformation input in BKB / PB Plants | 2310 | 2310-Peat | KTOE | UA | 2010 | nrg_110a | 3.7765
Imports | 3281 | 3281-White Spirit and SBP | KTOE | BG | 2014 | nrg_110a | 0.39775
Imports | 3281 | 3281-White Spirit and SBP | KTOE | FR | 2014 | nrg_110a | 3.094
Consumption in Coal Mines | 4000 | 4000-Gas | KTOE | CZ | 2012 | nrg_110a | 0.11723
Consumption in Coke Ovens | 4000 | 4000-Gas | KTOE | BE | 2009 | nrg_110a | 3.8142
Consumption in Coke Ovens | 4000 | 4000-Gas | KTOE | AT | 2013 | nrg_110a | 6.4393
Consumption in Coke Ovens | 4000 | 4000-Gas | KTOE | IT | 2011 | nrg_110a | 0.28052
Primary production | 4100 | 4100-Natural gas | KTOE | DE | 2010 | nrg_110a | 465.2916
Primary production | 4100 | 4100-Natural gas | KTOE | DK | 2009 | nrg_110a | 314.9102
Primary production | 4100 | 4100-Natural gas | KTOE | ES | 2011 | nrg_110a | 1.905
Imports | 4100 | 4100-Natural gas | KTOE | CZ | 2013 | nrg_110a | 291.7404
Imports | 4100 | 4100-Natural gas | KTOE | DE | 2014 | nrg_110a | 3154.3895
Imports | 4100 | 4100-Natural gas | KTOE | IT | 2010 | nrg_110a | 2583.8878
Imports | 4100 | 4100-Natural gas | KTOE | LU | 2010 | nrg_110a | 50.0992
Imports | 4100 | 4100-Natural gas | KTOE | SK | 2012 | nrg_110a | 165.7722
Transformation input in Coke Ovens | 4100 | 4100-Natural gas | KTOE | UK | 2012 | nrg_110a | 0.18003
Transformation input in Gas Works | 4100 | 4100-Natural gas | KTOE | HR | 2013 | nrg_110a | 0.071176
Transformation input in Gas Works | 4100 | 4100-Natural gas | KTOE | SE | 2010 | nrg_110a | 0.1591
Consumption in Oil and gas extraction | 4100 | 4100-Natural gas | KTOE | LT | 2009 | nrg_110a | 0.0041868
Consumption in Oil and gas extraction | 4100 | 4100-Natural gas | KTOE | NO | 2009 | nrg_110a | 159.9944
Consumption in Oil and gas extraction | 4100 | 4100-Natural gas | KTOE | NL | 2013 | nrg_110a | 30.078
Consumption in Oil and gas extraction | 4100 | 4100-Natural gas | KTOE | RS | 2011 | nrg_110a | 1.5407
Consumption in Coal Mines | 4100 | 4100-Natural gas | KTOE | RO | 2013 | nrg_110a | 0.016747
Consumption in Coke Ovens | 4100 | 4100-Natural gas | KTOE | HU | 2009 | nrg_110a | 0.041868
Imports | 4100 | 4100-Natural gas | KTOE | MK | 2010 | nrg_110a | 4.0026
Consumption in Oil and gas extraction | 4100 | 4100-Natural gas | KTOE | HR | 2011 | nrg_110a | 5.1246
Consumption in Oil and gas extraction | 4100 | 4100-Natural gas | KTOE | FR | 2011 | nrg_110a | 0.8248
Consumption in Oil and gas extraction | 4100 | 4100-Natural gas | KTOE | ES | 2013 | nrg_110a | 0.24283
Consumption in Oil and gas extraction | 4100 | 4100-Natural gas | KTOE | IT | 2013 | nrg_110a | 32.9124
Consumption in Pipeline transport | 4100 | 4100-Natural gas | KTOE | CZ | 2012 | nrg_110a | 1.6161
Primary production | 5100 | 5100-Nuclear heat | KTOE | HU | 2012 | nrg_110a | 171.0936
Primary production | 5100 | 5100-Nuclear heat | KTOE | FR | 2010 | nrg_110a | 4628.0259
Primary production | 7200 | 7200-Waste (non-renewable) | KTOE | FR | 2009 | nrg_110a | 48.7176
Primary production | 4000 | 4000-Gas | KTOE | AL | 2011 | nrg_100a | 0.50242
Primary production | 4000 | 4000-Gas | KTOE | AT | 2010 | nrg_100a | 58.4938
Primary production | 4000 | 4000-Gas | KTOE | HR | 2009 | nrg_100a | 91.9631
Primary production | 4000 | 4000-Gas | KTOE | HU | 2014 | nrg_100a | 60.1769
Primary production | 7200 | 7200-Waste (non-renewable) | KTOE | HR | 2010 | nrg_100a | 0.3182
Transformation output from Coke Ovens | 4000 | 4000-Gas | KTOE | HU | 2013 | nrg_100a | 7.2139
Transformation output from Coke Ovens | 4000 | 4000-Gas | KTOE | NL | 2010 | nrg_100a | 16.697
Transformation output from Coke Ovens | 4000 | 4000-Gas | KTOE | SK | 2014 | nrg_100a | 11.6686
Imports | 4000 | 4000-Gas | KTOE | ES | 2012 | nrg_100a | 1277.175
Imports | 4000 | 4000-Gas | KTOE | MK | 2009 | nrg_100a | 2.6963
Consumption in Pipeline transport | 4000 | 4000-Gas | KTOE | FI | 2010 | nrg_100a | 0.39775
Consumption in Pipeline transport | 4000 | 4000-Gas | KTOE | FR | 2012 | nrg_100a | 0.033494
Imports | 2210 | 2210-Lignite/Brown Coal | KTOE | FR | 2013 | nrg_101a | 2.4828
Imports | 2210 | 2210-Lignite/Brown Coal | KTOE | NL | 2012 | nrg_101a | 0.61965
Primary production | 2210 | 2210-Lignite/Brown Coal | KTOE | BG | 2012 | nrg_101a | 234.6534
Primary production | 2210 | 2210-Lignite/Brown Coal | KTOE | DE | 2013 | nrg_101a | 1657.2359
Primary production | 2210 | 2210-Lignite/Brown Coal | KTOE | RS | 2013 | nrg_101a | 321.1652
Primary production | 2210 | 2210-Lignite/Brown Coal | KTOE | XK | 2011 | nrg_101a | 64.7028
Imports | 2210 | 2210-Lignite/Brown Coal | KTOE | CZ | 2012 | nrg_101a | 4.4296
Consumption in Coal Mines | 2210 | 2210-Lignite/Brown Coal | KTOE | SK | 2010 | nrg_101a | 0.020934
Primary production | 3105 | 3105-Crude oil (without NGL) | KTOE | UA | 2014 | nrg_102a | 86.8342
Primary production | 3105 | 3105-Crude oil (without NGL) | KTOE | UK | 2013 | nrg_102a | 1665.7142
Imports | 3105 | 3105-Crude oil (without NGL) | KTOE | IT | 2013 | nrg_102a | 2486.2098
Imports | 3105 | 3105-Crude oil (without NGL) | KTOE | MD | 2013 | nrg_102a | 0.033494
Imports | 3105 | 3105-Crude oil (without NGL) | KTOE | TR | 2013 | nrg_102a | 804.3052
Imports | 3105 | 3105-Crude oil (without NGL) | KTOE | UA | 2011 | nrg_102a | 237.111
Imports | 3270A | 3270A-Total fuel oil | KTOE | LV | 2012 | nrg_102a | 6.7617
Imports | 3270A | 3270A-Total fuel oil | KTOE | MD | 2010 | nrg_102a | 0.72013
Imports | 3270A | 3270A-Total fuel oil | KTOE | MT | 2012 | nrg_102a | 65.2387
Imports | 3270A | 3270A-Total fuel oil | KTOE | CZ | 2011 | nrg_102a | 1.1597
Imports | 3270A | 3270A-Total fuel oil | KTOE | HR | 2012 | nrg_102a | 2.5205
Imports | 3270A | 3270A-Total fuel oil | KTOE | HU | 2012 | nrg_102a | 0.40193
Imports | 3270A | 3270A-Total fuel oil | KTOE | IS | 2012 | nrg_102a | 4.2412
Imports | 3270A | 3270A-Total fuel oil | KTOE | LT | 2011 | nrg_102a | 6.3597
Consumption in Oil and gas extraction | 4000 | 4000-Gas | KTOE | NO | 2014 | nrg_103a | 159.3077
Imports | 5541 | 5541-Solid biofuels (excluding charcoal) | KTOE | NO | 2014 | nrg_110a | 0.88341
Imports | 3100 | 3100-Crude oil, feedstocks and other hydrocarbons | KTOE | RS | 2014 | nrg_102a | 74.8474
Primary production | 3192 | 3192-Additives/Oxygenates | KTOE | PL | 2010 | nrg_102a | 1.9427
Primary production | 5541 | 5541-Solid biofuels (excluding charcoal) | KTOE | ME | 2014 | nrg_107a | 7.4567
Primary production | 5541 | 5541-Solid biofuels (excluding charcoal) | KTOE | LV | 2009 | nrg_107a | 72.4023
Primary production | 5541 | 5541-Solid biofuels (excluding charcoal) | KTOE | PL | 2013 | nrg_107a | 286.2431
Imports | 5541 | 5541-Solid biofuels (excluding charcoal) | KTOE | EE | 2012 | nrg_107a | 0.61127
Imports | 3192 | 3192-Additives/Oxygenates | KTOE | RS | 2012 | nrg_110a | 0.84155
Primary production | 5541 | 5541-Solid biofuels (excluding charcoal) | KTOE | MD | 2010 | nrg_110a | 7.1594
Imports | 3100 | 3100-Crude oil, feedstocks and other hydrocarbons | KTOE | ES | 2013 | nrg_102a | 2669.3948
Primary production | 3100 | 3100-Crude oil, feedstocks and other hydrocarbons | KTOE | FR | 2012 | nrg_102a | 43.4422
Imports | 3100 | 3100-Crude oil, feedstocks and other hydrocarbons | KTOE | RO | 2012 | nrg_102a | 224.1194
Imports | 3192 | 3192-Additives/Oxygenates | KTOE | RO | 2013 | nrg_102a | 2.7591
Imports | 3192 | 3192-Additives/Oxygenates | KTOE | NL | 2010 | nrg_102a | 33.7456
Primary production | 5541 | 5541-Solid biofuels (excluding charcoal) | KTOE | AL | 2009 | nrg_107a | 8.7923
Primary production | 5541 | 5541-Solid biofuels (excluding charcoal) | KTOE | XK | 2011 | nrg_107a | 10.0693
Imports | 3192 | 3192-Additives/Oxygenates | KTOE | ES | 2009 | nrg_110a | 3.228
Imports | 3192 | 3192-Additives/Oxygenates | KTOE | RO | 2010 | nrg_110a | 7.8754
Imports | 3192 | 3192-Additives/Oxygenates | KTOE | PT | 2013 | nrg_110a | 3.7011
Imports | 5541 | 5541-Solid biofuels (excluding charcoal) | KTOE | MK | 2012 | nrg_110a | 0.17166
Consumption in Coal Mines | 5541 | 5541-Solid biofuels (excluding charcoal) | KTOE | PL | 2009 | nrg_110a | 0.087923
Imports | 3100 | 3100-Crude oil, feedstocks and other hydrocarbons | KTOE | IE | 2010 | nrg_102a | 128.8278
Imports | 3100 | 3100-Crude oil, feedstocks and other hydrocarbons | KTOE | LT | 2010 | nrg_102a | 395.7196
Imports | 3100 | 3100-Crude oil, feedstocks and other hydrocarbons | KTOE | NL | 2009 | nrg_102a | 2395.9633
Primary production | 3100 | 3100-Crude oil, feedstocks and other hydrocarbons | KTOE | BG | 2014 | nrg_102a | 1.0551
Primary production | 3100 | 3100-Crude oil, feedstocks and other hydrocarbons | KTOE | EL | 2009 | nrg_102a | 3.3829
Primary production | 3192 | 3192-Additives/Oxygenates | KTOE | RS | 2011 | nrg_102a | 0.45636
Primary production | 5541 | 5541-Solid biofuels (excluding charcoal) | KTOE | BG | 2010 | nrg_107a | 39.4606
Primary production | 5541 | 5541-Solid biofuels (excluding charcoal) | KTOE | EE | 2009 | nrg_107a | 35.278
Primary production | 5541 | 5541-Solid biofuels (excluding charcoal) | KTOE | FI | 2009 | nrg_107a | 269.6843
Imports | 5541 | 5541-Solid biofuels (excluding charcoal) | KTOE | CZ | 2013 | nrg_107a | 4.7395
Imports | 5541 | 5541-Solid biofuels (excluding charcoal) | KTOE | HR | 2012 | nrg_107a | 0.087923
Imports | 5541 | 5541-Solid biofuels (excluding charcoal) | KTOE | LV | 2012 | nrg_107a | 0.87504
Primary production | 3192 | 3192-Additives/Oxygenates | KTOE | IT | 2012 | nrg_110a | 9.772
Imports | 3192 | 3192-Additives/Oxygenates | KTOE | FR | 2014 | nrg_110a | 3.7807
Imports | 3192 | 3192-Additives/Oxygenates | KTOE | HR | 2009 | nrg_110a | 2.2148
Imports | 3192 | 3192-Additives/Oxygenates | KTOE | LT | 2009 | nrg_110a | 6.6151
Consumption in BKB / PB Plants | 5541 | 5541-Solid biofuels (excluding charcoal) | KTOE | DE | 2013 | nrg_110a | 0.020934
Primary production | 5541 | 5541-Solid biofuels (excluding charcoal) | KTOE | EE | 2011 | nrg_110a | 39.3141
Primary production | 5541 | 5541-Solid biofuels (excluding charcoal) | KTOE | RS | 2010 | nrg_110a | 43.392
Imports | 5541 | 5541-Solid biofuels (excluding charcoal) | KTOE | HR | 2014 | nrg_110a | 0.3475
Imports | 5541 | 5541-Solid biofuels (excluding charcoal) | KTOE | LV | 2012 | nrg_110a | 0.87504
Imports | 5541 | 5541-Solid biofuels (excluding charcoal) | KTOE | LT | 2012 | nrg_110a | 4.6222
Imports | 5541 | 5541-Solid biofuels (excluding charcoal) | KTOE | LU | 2009 | nrg_110a | 0.21353
Imports | 3100 | 3100-Crude oil, feedstocks and other hydrocarbons | KTOE | AT | 2011 | nrg_102a | 323.7569
Imports | 3100 | 3100-Crude oil, feedstocks and other hydrocarbons | KTOE | DK | 2009 | nrg_102a | 145.9477
Imports | 3100 | 3100-Crude oil, feedstocks and other hydrocarbons | KTOE | FI | 2012 | nrg_102a | 496.4163
Primary production | 3100 | 3100-Crude oil, feedstocks and other hydrocarbons | KTOE | NL | 2011 | nrg_102a | 65.7118
Imports | 3100 | 3100-Crude oil, feedstocks and other hydrocarbons | KTOE | SK | 2014 | nrg_102a | 224.961
Primary production | 3192 | 3192-Additives/Oxygenates | KTOE | NL | 2012 | nrg_102a | 7.3102
Primary production | 5541 | 5541-Solid biofuels (excluding charcoal) | KTOE | NL | 2011 | nrg_107a | 47.0387
Imports | 5541 | 5541-Solid biofuels (excluding charcoal) | KTOE | FI | 2014 | nrg_107a | 2.4702
Consumption in Coal Mines | 5541 | 5541-Solid biofuels (excluding charcoal) | KTOE | UA | 2013 | nrg_107a | 0.016747
Primary production | 5541 | 5541-Solid biofuels (excluding charcoal) | KTOE | NO | 2013 | nrg_110a | 44.1372
Imports | 5541 | 5541-Solid biofuels (excluding charcoal) | KTOE | BG | 2012 | nrg_110a | 0.55266
Imports | 5541 | 5541-Solid biofuels (excluding charcoal) | KTOE | DK | 2014 | nrg_110a | 43.7856
Imports | 5541 | 5541-Solid biofuels (excluding charcoal) | KTOE | SK | 2012 | nrg_110a | 0.0041868
Consumption in Coal Mines | 5541 | 5541-Solid biofuels (excluding charcoal) | KTOE | DE | 2013 | nrg_110a | 0.45636
Primary production | 5541 | 5541-Solid biofuels (excluding charcoal) | KTOE | SI | 2010 | nrg_107a | 26.1842
Primary production | 5541 | 5541-Solid biofuels (excluding charcoal) | KTOE | SK | 2014 | nrg_107a | 31.7987
Imports | 3100 | 3100-Crude oil, feedstocks and other hydrocarbons | KTOE | PL | 2013 | nrg_102a | 969.2777
Imports | 3192 | 3192-Additives/Oxygenates | KTOE | PL | 2011 | nrg_102a | 0.86667
Imports | 5541 | 5541-Solid biofuels (excluding charcoal) | KTOE | NO | 2013 | nrg_107a | 1.704
Imports | 3192 | 3192-Additives/Oxygenates | KTOE | PL | 2011 | nrg_110a | 0.86667
Imports | 5541 | 5541-Solid biofuels (excluding charcoal) | KTOE | AT | 2010 | nrg_110a | 20.6995
Primary production | 3192 | 3192-Additives/Oxygenates | KTOE | PL | 2012 | nrg_102a | 0.36425
Imports | 5541 | 5541-Solid biofuels (excluding charcoal) | KTOE | RS | 2010 | nrg_107a | 0.058615
Primary production | 5541 | 5541-Solid biofuels (excluding charcoal) | KTOE | LV | 2011 | nrg_107a | 72.8713
Imports | 5541 | 5541-Solid biofuels (excluding charcoal) | KTOE | CY | 2010 | nrg_107a | 0.26796
Imports | 5541 | 5541-Solid biofuels (excluding charcoal) | KTOE | EE | 2014 | nrg_107a | 1.2644
Imports | 3192 | 3192-Additives/Oxygenates | KTOE | BG | 2010 | nrg_110a | 0.84992
Imports | 3192 | 3192-Additives/Oxygenates | KTOE | RS | 2014 | nrg_110a | 0.42287
Primary production | 5541 | 5541-Solid biofuels (excluding charcoal) | KTOE | MD | 2012 | nrg_110a | 9.6548
Primary production | 5541 | 5541-Solid biofuels (excluding charcoal) | KTOE | PT | 2010 | nrg_110a | 117.49
Imports | 5541 | 5541-Solid biofuels (excluding charcoal) | KTOE | RS | 2009 | nrg_110a | 0.029308
Imports | 3100 | 3100-Crude oil, feedstocks and other hydrocarbons | KTOE | MK | 2010 | nrg_102a | 33.8838
Primary production | 3100 | 3100-Crude oil, feedstocks and other hydrocarbons | KTOE | FR | 2014 | nrg_102a | 44.6857
Imports | 3100 | 3100-Crude oil, feedstocks and other hydrocarbons | KTOE | RO | 2014 | nrg_102a | 311.096
Imports | 3192 | 3192-Additives/Oxygenates | KTOE | NL | 2012 | nrg_102a | 21.1224
Primary production | 5541 | 5541-Solid biofuels (excluding charcoal) | KTOE | AL | 2011 | nrg_107a | 8.7085
Primary production | 5541 | 5541-Solid biofuels (excluding charcoal) | KTOE | XK | 2013 | nrg_107a | 10.3958
Primary production | 5541 | 5541-Solid biofuels (excluding charcoal) | KTOE | UA | 2009 | nrg_107a | 68.0188
Imports | 3192 | 3192-Additives/Oxygenates | KTOE | ES | 2011 | nrg_110a | 0.381
Imports | 3192 | 3192-Additives/Oxygenates | KTOE | RO | 2012 | nrg_110a | 4.304
Primary production | 5541 | 5541-Solid biofuels (excluding charcoal) | KTOE | HU | 2009 | nrg_110a | 61.6004
Imports | 5541 | 5541-Solid biofuels (excluding charcoal) | KTOE | MK | 2014 | nrg_110a | 0.35169
Consumption in Coal Mines | 5541 | 5541-Solid biofuels (excluding charcoal) | KTOE | PL | 2011 | nrg_110a | 0.037681
Imports | 3100 | 3100-Crude oil, feedstocks and other hydrocarbons | KTOE | IE | 2012 | nrg_102a | 123.4311
Imports | 3100 | 3100-Crude oil, feedstocks and other hydrocarbons | KTOE | LT | 2012 | nrg_102a | 385.127
Imports | 3100 | 3100-Crude oil, feedstocks and other hydrocarbons | KTOE | NL | 2011 | nrg_102a | 2353.8106
Primary production | 3100 | 3100-Crude oil, feedstocks and other hydrocarbons | KTOE | FI | 2010 | nrg_102a | 2.847
Primary production | 3100 | 3100-Crude oil, feedstocks and other hydrocarbons | KTOE | EL | 2011 | nrg_102a | 4.1742
Imports | 3100 | 3100-Crude oil, feedstocks and other hydrocarbons | KTOE | TR | 2010 | nrg_102a | 719.0955
Primary production | 3192 | 3192-Additives/Oxygenates | KTOE | RS | 2013 | nrg_102a | 0.52754
Primary production | 5541 | 5541-Solid biofuels (excluding charcoal) | KTOE | BG | 2012 | nrg_107a | 46.4232
Primary production | 5541 | 5541-Solid biofuels (excluding charcoal) | KTOE | CZ | 2010 | nrg_107a | 87.6883
Primary production | 5541 | 5541-Solid biofuels (excluding charcoal) | KTOE | EE | 2011 | nrg_107a | 39.3141
Primary production | 5541 | 5541-Solid biofuels (excluding charcoal) | KTOE | FI | 2011 | nrg_107a | 320.5372
Primary production | 5541 | 5541-Solid biofuels (excluding charcoal) | KTOE | ES | 2009 | nrg_107a | 197.2569
Primary production | 5541 | 5541-Solid biofuels (excluding charcoal) | KTOE | SE | 2009 | nrg_107a | 360.9315
Primary production | 5541 | 5541-Solid biofuels (excluding charcoal) | KTOE | RS | 2009 | nrg_107a | 43.8149
Imports | 5541 | 5541-Solid biofuels (excluding charcoal) | KTOE | HR | 2014 | nrg_107a | 0.3475
Imports | 5541 | 5541-Solid biofuels (excluding charcoal) | KTOE | LV | 2014 | nrg_107a | 2.4535
Consumption in Coal Mines | 5541 | 5541-Solid biofuels (excluding charcoal) | KTOE | PL | 2010 | nrg_107a | 0.058615
Consumption in BKB / PB Plants | 5541 | 5541-Solid biofuels (excluding charcoal) | KTOE | DE | 2010 | nrg_107a | 0.016747
Primary production | 3192 | 3192-Additives/Oxygenates | KTOE | IT | 2014 | nrg_110a | 9.1691
Imports | 3192 | 3192-Additives/Oxygenates | KTOE | CZ | 2009 | nrg_110a | 2.0934
Imports | 3192 | 3192-Additives/Oxygenates | KTOE | LT | 2011 | nrg_110a | 7.1594
Imports | 3192 | 3192-Additives/Oxygenates | KTOE | HR | 2011 | nrg_110a | 3.2866
Primary production | 5541 | 5541-Solid biofuels (excluding charcoal) | KTOE | CY | 2009 | nrg_110a | 0.29308
Primary production | 5541 | 5541-Solid biofuels (excluding charcoal) | KTOE | DE | 2010 | nrg_110a | 460.9751
Primary production | 5541 | 5541-Solid biofuels (excluding charcoal) | KTOE | EL | 2009 | nrg_110a | 33.4442
Primary production | 5541 | 5541-Solid biofuels (excluding charcoal) | KTOE | EE | 2013 | nrg_110a | 44.6857
Primary production | 5541 | 5541-Solid biofuels (excluding charcoal) | KTOE | RS | 2012 | nrg_110a | 44.1875
Imports | 5541 | 5541-Solid biofuels (excluding charcoal) | KTOE | LT | 2014 | nrg_110a | 5.1916
Imports | 5541 | 5541-Solid biofuels (excluding charcoal) | KTOE | LU | 2011 | nrg_110a | 0.10048
Consumption in BKB / PB Plants | 5200 | 5200-Derived heat | KTOE | BG | 2013 | nrg_100a | 6.1002
Consumption in Gas Works | 5200 | 5200-Derived heat | KTOE | PL | 2014 | nrg_100a | 0.01256
Imports | 2115 | 2115-Anthracite | KTOE | BE | 2013 | nrg_101a | 16.295
Consumption in Oil and gas extraction | 5200 | 5200-Derived heat | KTOE | CZ | 2014 | nrg_106a | 0.10886
Consumption in Coal Mines | 5200 | 5200-Derived heat | KTOE | CZ | 2014 | nrg_106a | 3.7137
Imports | 2115 | 2115-Anthracite | KTOE | UA | 2010 | nrg_110a | 0.45636
Consumption in Coke Ovens | 5200 | 5200-Derived heat | KTOE | UA | 2013 | nrg_110a | 22.5166
Consumption in Coal Mines | 5200 | 5200-Derived heat | KTOE | UA | 2012 | nrg_110a | 11.4844
Consumption in Coal Mines | 5200 | 5200-Derived heat | KTOE | CZ | 2011 | nrg_100a | 4.1366
Consumption in Coal Mines | 5200 | 5200-Derived heat | KTOE | UA | 2009 | nrg_100a | 12.7153
Consumption in Coke Ovens | 5200 | 5200-Derived heat | KTOE | SK | 2009 | nrg_100a | 0.8248
Consumption in Oil and gas extraction | 5200 | 5200-Derived heat | KTOE | UA | 2014 | nrg_106a | 1.0425
Imports | 2115 | 2115-Anthracite | KTOE | AL | 2011 | nrg_110a | 5.7694
Imports | 2115 | 2115-Anthracite | KTOE | RO | 2013 | nrg_101a | 3.676
Consumption in Gas Works | 5200 | 5200-Derived heat | KTOE | UA | 2013 | nrg_106a | 0.53591
Imports | 2115 | 2115-Anthracite | KTOE | ES | 2012 | nrg_101a | 14.6371
Consumption in Oil and gas extraction | 5200 | 5200-Derived heat | KTOE | IT | 2013 | nrg_106a | 0.73688
Imports | 2115 | 2115-Anthracite | KTOE | ES | 2010 | nrg_110a | 22.3324
Consumption in Oil and gas extraction | 5200 | 5200-Derived heat | KTOE | IT | 2011 | nrg_100a | 0.72432
Consumption in Coal Mines | 5200 | 5200-Derived heat | KTOE | EE | 2012 | nrg_100a | 0.050242
Imports | 2115 | 2115-Anthracite | KTOE | CZ | 2014 | nrg_101a | 2.2148
Imports | 2115 | 2115-Anthracite | KTOE | LT | 2014 | nrg_101a | 0.025121
Imports | 2115 | 2115-Anthracite | KTOE | IE | 2011 | nrg_101a | 1.6831
Consumption in BKB / PB Plants | 5200 | 5200-Derived heat | KTOE | BG | 2010 | nrg_106a | 7.3604
Consumption in Gas Works | 5200 | 5200-Derived heat | KTOE | PL | 2013 | nrg_106a | 0.016747
Consumption in Oil and gas extraction | 5200 | 5200-Derived heat | KTOE | PL | 2014 | nrg_106a | 0.025121
Consumption in Coal Mines | 5200 | 5200-Derived heat | KTOE | DE | 2011 | nrg_106a | 0.30982
Primary production | 2115 | 2115-Anthracite | KTOE | UA | 2010 | nrg_110a | 278.6357
Imports | 2115 | 2115-Anthracite | KTOE | CZ | 2014 | nrg_110a | 2.2148
Imports | 2115 | 2115-Anthracite | KTOE | LU | 2014 | nrg_110a | 0.29308
Imports | 2115 | 2115-Anthracite | KTOE | LT | 2012 | nrg_110a | 0.025121
Imports | 2115 | 2115-Anthracite | KTOE | MD | 2012 | nrg_110a | 3.4918
Imports | 2115 | 2115-Anthracite | KTOE | SK | 2010 | nrg_110a | 7.2055
Consumption in Coke Ovens | 5200 | 5200-Derived heat | KTOE | PL | 2010 | nrg_110a | 0.52754
Consumption in BKB / PB Plants | 5200 | 5200-Derived heat | KTOE | DE | 2012 | nrg_110a | 5.3005
Consumption in Oil and gas extraction | 5200 | 5200-Derived heat | KTOE | RO | 2009 | nrg_110a | 0.16329
Consumption in Coke Ovens | 5200 | 5200-Derived heat | KTOE | PL | 2014 | nrg_100a | 0.79968
Consumption in BKB / PB Plants | 5200 | 5200-Derived heat | KTOE | BG | 2012 | nrg_100a | 6.1965
Consumption in Gas Works | 5200 | 5200-Derived heat | KTOE | PL | 2013 | nrg_100a | 0.016747
Imports | 2115 | 2115-Anthracite | KTOE | BE | 2012 | nrg_101a | 16.3411
Imports | 2115 | 2115-Anthracite | KTOE | UA | 2014 | nrg_101a | 49.488
Consumption in Coke Ovens | 5200 | 5200-Derived heat | KTOE | SK | 2014 | nrg_106a | 1.2058
Consumption in Coal Mines | 5200 | 5200-Derived heat | KTOE | CZ | 2013 | nrg_106a | 4.0654
Imports | 2115 | 2115-Anthracite | KTOE | AT | 2014 | nrg_110a | 0.054428
Imports | 2115 | 2115-Anthracite | KTOE | UA | 2009 | nrg_110a | 0.26377
Consumption in Coke Ovens | 5200 | 5200-Derived heat | KTOE | UA | 2012 | nrg_110a | 24.049
Consumption in Coal Mines | 5200 | 5200-Derived heat | KTOE | CZ | 2014 | nrg_110a | 3.7137
Consumption in Coal Mines | 5200 | 5200-Derived heat | KTOE | UA | 2011 | nrg_110a | 11.6226
Consumption in Coal Mines | 5200 | 5200-Derived heat | KTOE | BG | 2014 | nrg_100a | 0.1256
Consumption in Coal Mines | 5200 | 5200-Derived heat | KTOE | CZ | 2010 | nrg_100a | 4.0821
Imports | 2115 | 2115-Anthracite | KTOE | AL | 2012 | nrg_101a | 6.7491
Consumption in Oil and gas extraction | 5200 | 5200-Derived heat | KTOE | UA | 2010 | nrg_106a | 1.6663
Imports | 2115 | 2115-Anthracite | KTOE | RO | 2009 | nrg_101a | 1.4319
Consumption in Gas Works | 5200 | 5200-Derived heat | KTOE | UA | 2009 | nrg_106a | 0.74525
Imports | 2115 | 2115-Anthracite | KTOE | BG | 2014 | nrg_110a | 10.6973
Imports | 2115 | 2115-Anthracite | KTOE | RS | 2013 | nrg_110a | 0.52754
Consumption in BKB / PB Plants | 5200 | 5200-Derived heat | KTOE | LT | 2012 | nrg_110a | 0.0041868
Consumption in Gas Works | 5200 | 5200-Derived heat | KTOE | CZ | 2012 | nrg_110a | 3.4081
Consumption in Gas Works | 5200 | 5200-Derived heat | KTOE | CZ | 2011 | nrg_100a | 3.5965
Consumption in Coal Mines | 5200 | 5200-Derived heat | KTOE | PL | 2012 | nrg_106a | 4.9865
Consumption in Coal Mines | 5200 | 5200-Derived heat | KTOE | RO | 2014 | nrg_110a | 0.13816
Primary production | 2115 | 2115-Anthracite | KTOE | ES | 2012 | nrg_101a | 42.563
Imports | 2115 | 2115-Anthracite | KTOE | CZ | 2010 | nrg_101a | 0.80805
Imports | 2115 | 2115-Anthracite | KTOE | LT | 2010 | nrg_101a | 0.075362
Imports | 2115 | 2115-Anthracite | KTOE | MD | 2012 | nrg_101a | 3.4918
Consumption in Coal Mines | 5200 | 5200-Derived heat | KTOE | SK | 2012 | nrg_106a | 0.11304
Imports | 3286 | 3286-Paraffin Waxes | KTOE | ES | 2012 | nrg_102a | 0.67826
Primary production | 5540 | 5540-Biomass and renewable wastes | KTOE | AL | 2011 | nrg_107a | 8.7085
Primary production | 5540 | 5540-Biomass and renewable wastes | KTOE | FR | 2014 | nrg_107a | 554.7426
Primary production | 5540 | 5540-Biomass and renewable wastes | KTOE | MK | 2010 | nrg_107a | 8.4071
Primary production | 5540 | 5540-Biomass and renewable wastes | KTOE | UA | 2010 | nrg_107a | 69.7521
Imports | 5540 | 5540-Biomass and renewable wastes | KTOE | ME | 2010 | nrg_107a | 0.016747
Primary production | 5547 | 5547-Biodiesels | KTOE | FR | 2014 | nrg_107a | 86.8552
Primary production | 5547 | 5547-Biodiesels | KTOE | HR | 2011 | nrg_107a | 0.28052
Primary production | 5547 | 5547-Biodiesels | KTOE | HU | 2012 | nrg_107a | 5.3968
Primary production | 5547 | 5547-Biodiesels | KTOE | UK | 2009 | nrg_107a | 7.3813
Imports | 5547 | 5547-Biodiesels | KTOE | ES | 2010 | nrg_107a | 32.1923
Imports | 5547 | 5547-Biodiesels | KTOE | EL | 2013 | nrg_107a | 0.61546
Imports | 2118 | 2118-Sub-bituminous Coal | KTOE | RO | 2012 | nrg_110a | 25.0706
Imports | 2121 | 2121-Coke Oven Coke | KTOE | MK | 2014 | nrg_110a | 0.058615
Transformation output from Coke Ovens | 2121 | 2121-Coke Oven Coke | KTOE | ES | 2009 | nrg_110a | 54.6336
Imports | 5547 | 5547-Biodiesels | KTOE | ES | 2014 | nrg_110a | 41.4912
Primary production | 2100 | 2100-Hard coal and derivatives | KTOE | RS | 2009 | nrg_101a | 0.16329
Imports | 2100 | 2100-Hard coal and derivatives | KTOE | DE | 2009 | nrg_101a | 1102.5435
Imports | 2100 | 2100-Hard coal and derivatives | KTOE | IE | 2009 | nrg_101a | 53.6497
Imports | 2100 | 2100-Hard coal and derivatives | KTOE | HU | 2013 | nrg_101a | 43.2413
Imports | 2100 | 2100-Hard coal and derivatives | KTOE | FR | 2009 | nrg_101a | 449.813
Imports | 2100 | 2100-Hard coal and derivatives | KTOE | LT | 2012 | nrg_101a | 8.6039
Imports | 2100 | 2100-Hard coal and derivatives | KTOE | IT | 2013 | nrg_101a | 551.8454
Imports | 2100 | 2100-Hard coal and derivatives | KTOE | NL | 2013 | nrg_101a | 1053.4826
Imports | 2100 | 2100-Hard coal and derivatives | KTOE | SK | 2014 | nrg_101a | 114.8649
Transformation input in Coke Ovens | 2100 | 2100-Hard coal and derivatives | KTOE | FR | 2009 | nrg_101a | 132.7676
Consumption in Coal Mines | 2100 | 2100-Hard coal and derivatives | KTOE | UK | 2010 | nrg_101a | 0.12979
Transformation output from Coke Ovens | 2100 | 2100-Hard coal and derivatives | KTOE | NL | 2012 | nrg_101a | 57.2461
Imports | 2118 | 2118-Sub-bituminous Coal | KTOE | HU | 2012 | nrg_101a | 5.1749
Imports | 2118 | 2118-Sub-bituminous Coal | KTOE | LT | 2009 | nrg_101a | 2.5665
Imports | 2118 | 2118-Sub-bituminous Coal | KTOE | IT | 2009 | nrg_101a | 10.8857
Imports | 2121 | 2121-Coke Oven Coke | KTOE | FR | 2009 | nrg_101a | 29.8686
Imports | 2121 | 2121-Coke Oven Coke | KTOE | MD | 2010 | nrg_101a | 0.11304
Imports | 2121 | 2121-Coke Oven Coke | KTOE | SK | 2013 | nrg_101a | 4.5887
Transformation input in Coke Ovens | 2121 | 2121-Coke Oven Coke | KTOE | PL | 2013 | nrg_101a | 1.7082
Transformation input in Gas Works | 2121 | 2121-Coke Oven Coke | KTOE | UA | 2011 | nrg_101a | 1.6538
Transformation output from Coke Ovens | 2121 | 2121-Coke Oven Coke | KTOE | SE | 2014 | nrg_101a | 31.7192
Imports | 3286 | 3286-Paraffin Waxes | KTOE | CZ | 2014 | nrg_102a | 0.52335
Imports | 3286 | 3286-Paraffin Waxes | KTOE | LT | 2010 | nrg_102a | 0.51916
Imports | 3286 | 3286-Paraffin Waxes | KTOE | IE | 2009 | nrg_102a | 0.48148
Imports | 3286 | 3286-Paraffin Waxes | KTOE | NL | 2012 | nrg_102a | 4.4422
Primary production | 5540 | 5540-Biomass and renewable wastes | KTOE | CZ | 2012 | nrg_107a | 118.4906
Primary production | 5540 | 5540-Biomass and renewable wastes | KTOE | CY | 2011 | nrg_107a | 0.90016
Primary production | 5540 | 5540-Biomass and renewable wastes | KTOE | DE | 2013 | nrg_107a | 998.9705
Primary production | 5540 | 5540-Biomass and renewable wastes | KTOE | ES | 2010 | nrg_107a | 257.057
Primary production | 5540 | 5540-Biomass and renewable wastes | KTOE | FI | 2013 | nrg_107a | 366.6632
Primary production | 5540 | 5540-Biomass and renewable wastes | KTOE | SI | 2013 | nrg_107a | 27.8171
Imports | 5540 | 5540-Biomass and renewable wastes | KTOE | HR | 2014 | nrg_107a | 0.48567
Consumption in Coal Mines | 5540 | 5540-Biomass and renewable wastes | KTOE | PL | 2011 | nrg_107a | 0.037681
Imports | 5547 | 5547-Biodiesels | KTOE | LV | 2012 | nrg_107a | 0.21353
Primary production | 5547 | 5547-Biodiesels | KTOE | CY | 2011 | nrg_107a | 0.23865
Primary production | 5547 | 5547-Biodiesels | KTOE | BG | 2010 | nrg_107a | 0.46055
Primary production | 5547 | 5547-Biodiesels | KTOE | EL | 2012 | nrg_107a | 5.2042
Primary production | 5547 | 5547-Biodiesels | KTOE | DE | 2013 | nrg_107a | 111.6913
Primary production | 5547 | 5547-Biodiesels | KTOE | IE | 2010 | nrg_107a | 2.6544
Imports | 5547 | 5547-Biodiesels | KTOE | CZ | 2009 | nrg_107a | 1.3649
Imports | 5547 | 5547-Biodiesels | KTOE | HU | 2010 | nrg_107a | 0.89179
Imports | 5547 | 5547-Biodiesels | KTOE | IE | 2014 | nrg_107a | 1.7668
Imports | 5547 | 5547-Biodiesels | KTOE | LT | 2009 | nrg_107a | 1.2225
Imports | 5547 | 5547-Biodiesels | KTOE | LU | 2014 | nrg_107a | 2.8596
Imports | 5547 | 5547-Biodiesels | KTOE | IS | 2010 | nrg_107a | 0.0041868
Imports | 2118 | 2118-Sub-bituminous Coal | KTOE | HU | 2014 | nrg_110a | 3.1401
Imports | 2121 | 2121-Coke Oven Coke | KTOE | DE | 2013 | nrg_110a | 99.4365
Imports | 2121 | 2121-Coke Oven Coke | KTOE | LU | 2009 | nrg_110a | 0.029308
Imports | 2121 | 2121-Coke Oven Coke | KTOE | NL | 2014 | nrg_110a | 13.3391
Consumption in Coke Ovens | 5200 | 5200-Derived heat | KTOE | CZ | 2014 | nrg_106a | 1.704
Consumption in Gas Works | 5200 | 5200-Derived heat | KTOE | PL | 2009 | nrg_106a | 0.033494
Consumption in Oil and gas extraction | 5200 | 5200-Derived heat | KTOE | IT | 2009 | nrg_106a | 0.82899
Consumption in Oil and gas extraction | 5200 | 5200-Derived heat | KTOE | RO | 2009 | nrg_106a | 0.16329
Consumption in Oil and gas extraction | 5200 | 5200-Derived heat | KTOE | PL | 2010 | nrg_106a | 0.066989
Imports | 2115 | 2115-Anthracite | KTOE | CZ | 2010 | nrg_110a | 0.80805
Imports | 2115 | 2115-Anthracite | KTOE | DE | 2013 | nrg_110a | 40.926
Imports | 2115 | 2115-Anthracite | KTOE | HR | 2011 | nrg_110a | 0.054428
Imports | 2115 | 2115-Anthracite | KTOE | LU | 2010 | nrg_110a | 0.69501
Imports | 2115 | 2115-Anthracite | KTOE | IE | 2013 | nrg_110a | 2.7968
Imports | 2115 | 2115-Anthracite | KTOE | NL | 2011 | nrg_110a | 6.1253
Consumption in Coal Mines | 5200 | 5200-Derived heat | KTOE | DE | 2011 | nrg_110a | 0.30982
Consumption in Coal Mines | 5200 | 5200-Derived heat | KTOE | PL | 2011 | nrg_110a | 4.618
Consumption in Coke Ovens | 5200 | 5200-Derived heat | KTOE | CZ | 2011 | nrg_100a | 1.7668
Consumption in Coke Ovens | 5200 | 5200-Derived heat | KTOE | IT | 2011 | nrg_100a | 0.13816
Consumption in Coke Ovens | 5200 | 5200-Derived heat | KTOE | PL | 2010 | nrg_100a | 0.52754
Consumption in Gas Works | 5200 | 5200-Derived heat | KTOE | PL | 2009 | nrg_100a | 0.033494
Imports | 2115 | 2115-Anthracite | KTOE | UA | 2010 | nrg_101a | 0.45636
Consumption in Coke Ovens | 5200 | 5200-Derived heat | KTOE | SK | 2010 | nrg_106a | 0.92947
Consumption in Coal Mines | 5200 | 5200-Derived heat | KTOE | CZ | 2009 | nrg_106a | 4.8064
Consumption in Coal Mines | 5200 | 5200-Derived heat | KTOE | BG | 2013 | nrg_106a | 0.12979
Imports | 2115 | 2115-Anthracite | KTOE | AT | 2010 | nrg_110a | 0.12142
Imports | 2115 | 2115-Anthracite | KTOE | XK | 2012 | nrg_110a | 0.97134
Consumption in Coal Mines | 2115 | 2115-Anthracite | KTOE | UA | 2014 | nrg_110a | 0.16747
Consumption in Oil and gas extraction | 5200 | 5200-Derived heat | KTOE | DE | 2012 | nrg_110a | 0.020934
Consumption in Coal Mines | 5200 | 5200-Derived heat | KTOE | CZ | 2010 | nrg_110a | 4.0821
Consumption in Oil and gas extraction | 5200 | 5200-Derived heat | KTOE | DE | 2011 | nrg_100a | 0.020934
Consumption in Coal Mines | 5200 | 5200-Derived heat | KTOE | BG | 2010 | nrg_100a | 0.029308
Imports | 2115 | 2115-Anthracite | KTOE | AT | 2010 | nrg_101a | 0.12142
Imports | 2115 | 2115-Anthracite | KTOE | AL | 2013 | nrg_110a | 2.7758
Imports | 2115 | 2115-Anthracite | KTOE | RS | 2009 | nrg_101a | 0.27633
Imports | 2115 | 2115-Anthracite | KTOE | PT | 2010 | nrg_110a | 0.37263
Consumption in BKB / PB Plants | 5200 | 5200-Derived heat | KTOE | LT | 2010 | nrg_100a | 0.0041868
Imports | 2115 | 2115-Anthracite | KTOE | ES | 2014 | nrg_101a | 14.6371
Imports | 2115 | 2115-Anthracite | KTOE | ES | 2012 | nrg_110a | 14.6371
Imports | 2115 | 2115-Anthracite | KTOE | MK | 2009 | nrg_110a | 0.12979
Consumption in Oil and gas extraction | 5200 | 5200-Derived heat | KTOE | IT | 2009 | nrg_110a | 0.82899
Consumption in Oil and gas extraction | 5200 | 5200-Derived heat | KTOE | HU | 2014 | nrg_100a | 0.0041868
Consumption in Oil and gas extraction | 5200 | 5200-Derived heat | KTOE | IT | 2013 | nrg_100a | 0.73688
Imports | 2115 | 2115-Anthracite | KTOE | IE | 2013 | nrg_101a | 2.7968
Transformation input in Patent Fuel Plants | 2115 | 2115-Anthracite | KTOE | BG | 2014 | nrg_101a | 0.4773
Imports | 2115 | 2115-Anthracite | KTOE | NL | 2009 | nrg_101a | 1.2016
Consumption in Coal Mines | 5200 | 5200-Derived heat | KTOE | RO | 2010 | nrg_106a | 0.020934
Consumption in BKB / PB Plants | 5200 | 5200-Derived heat | KTOE | BG | 2012 | nrg_106a | 6.1965
Primary production | 2115 | 2115-Anthracite | KTOE | DE | 2009 | nrg_110a | 55.8519
Primary production | 2115 | 2115-Anthracite | KTOE | UA | 2012 | nrg_110a | 379.927
Imports | 2115 | 2115-Anthracite | KTOE | LT | 2014 | nrg_110a | 0.025121
Imports | 2115 | 2115-Anthracite | KTOE | MD | 2014 | nrg_110a | 2.5246
Imports | 2115 | 2115-Anthracite | KTOE | LV | 2013 | nrg_110a | 0.10886
Imports | 2115 | 2115-Anthracite | KTOE | SK | 2012 | nrg_110a | 7.2013
Consumption in Coke Ovens | 5200 | 5200-Derived heat | KTOE | PL | 2012 | nrg_110a | 0.71594
Consumption in BKB / PB Plants | 5200 | 5200-Derived heat | KTOE | BG | 2010 | nrg_110a | 7.3604
Consumption in BKB / PB Plants | 5200 | 5200-Derived heat | KTOE | DE | 2014 | nrg_110a | 5.6438
Consumption in Oil and gas extraction | 5200 | 5200-Derived heat | KTOE | PL | 2010 | nrg_110a | 0.066989
Consumption in Oil and gas extraction | 5200 | 5200-Derived heat | KTOE | RO | 2012 | nrg_110a | 0.029308
Consumption in Coal Mines | 5200 | 5200-Derived heat | KTOE | IT | 2013 | nrg_110a | 0.066989
Consumption in Oil and gas extraction | 5200 | 5200-Derived heat | KTOE | RO | 2009 | nrg_100a | 0.16329
Consumption in Coal Mines | 5200 | 5200-Derived heat | KTOE | SI | 2010 | nrg_100a | 0.079549
Consumption in Coal Mines | 5200 | 5200-Derived heat | KTOE | SK | 2010 | nrg_100a | 0.12142
Consumption in BKB / PB Plants | 5200 | 5200-Derived heat | KTOE | BG | 2014 | nrg_100a | 6.6612
Imports | 2115 | 2115-Anthracite | KTOE | BE | 2014 | nrg_101a | 6.5314
Imports | 2115 | 2115-Anthracite | KTOE | FI | 2013 | nrg_101a | 0.029308
Imports | 5200 | 5200-Derived heat | KTOE | DK | 2009 | nrg_106a | 0.15491
Consumption in Coal Mines | 5200 | 5200-Derived heat | KTOE | DE | 2013 | nrg_106a | 0.25539
Imports | 2115 | 2115-Anthracite | KTOE | UA | 2011 | nrg_110a | 0.48148
Consumption in Coke Ovens | 5200 | 5200-Derived heat | KTOE | UA | 2014 | nrg_110a | 10.4628
Consumption in Oil and gas extraction | 3260 | 3260-Gas/diesel oil (without bio components) | KTOE | NL | 2014 | nrg_110a | 0.17166
Consumption in Oil and gas extraction | 3260 | 3260-Gas/diesel oil (without bio components) | KTOE | NO | 2010 | nrg_110a | 8.6248
Consumption in Coal Mines | 3260 | 3260-Gas/diesel oil (without bio components) | KTOE | PL | 2009 | nrg_110a | 0.82061
Imports | 3260 | 3260-Gas/diesel oil (without bio components) | KTOE | BE | 2012 | nrg_102a | 333.3028
Imports | 3260 | 3260-Gas/diesel oil (without bio components) | KTOE | SK | 2012 | nrg_102a | 24.7691
Imports | 3260 | 3260-Gas/diesel oil (without bio components) | KTOE | DK | 2011 | nrg_110a | 97.184
Imports | 3260 | 3260-Gas/diesel oil (without bio components) | KTOE | SI | 2011 | nrg_110a | 95.2539
Consumption in Coal Mines | 3260 | 3260-Gas/diesel oil (without bio components) | KTOE | DE | 2013 | nrg_110a | 0.12979
Consumption in Coke Ovens | 3260 | 3260-Gas/diesel oil (without bio components) | KTOE | UA | 2009 | nrg_110a | 0.33913
Transformation output from Coke Ovens | 2000 | 2000-Solid fuels | KTOE | FR | 2010 | nrg_101a | 92.3692
Transformation output from Coke Ovens | 2000 | 2000-Solid fuels | KTOE | FI | 2014 | nrg_101a | 26.7034
Transformation input in Coke Ovens | 2000 | 2000-Solid fuels | KTOE | HU | 2010 | nrg_101a | 44.5852
Transformation input in Coke Ovens | 2000 | 2000-Solid fuels | KTOE | SE | 2013 | nrg_101a | 42.002
Transformation input in BKB / PB Plants | 2000 | 2000-Solid fuels | KTOE | DE | 2012 | nrg_101a | 147.0069
Imports | 2000 | 2000-Solid fuels | KTOE | EL | 2013 | nrg_101a | 9.7636
Consumption in Coal Mines | 2000 | 2000-Solid fuels | KTOE | HU | 2011 | nrg_101a | 0.062802
Primary production | 3000 | 3000-Total petroleum products | KTOE | HR | 2012 | nrg_102a | 26.314
Primary production | 3000 | 3000-Total petroleum products | KTOE | FR | 2012 | nrg_102a | 43.4422
Primary production | 3000 | 3000-Total petroleum products | KTOE | UK | 2013 | nrg_102a | 1765.9922
Imports | 3000 | 3000-Total petroleum products | KTOE | EE | 2011 | nrg_102a | 48.3199
Imports | 3000 | 3000-Total petroleum products | KTOE | ME | 2011 | nrg_102a | 13.0126
Transformation input in Gas Works | 3000 | 3000-Total petroleum products | KTOE | PL | 2011 | nrg_102a | 0.13816
Consumption in Coal Mines | 3000 | 3000-Total petroleum products | KTOE | RO | 2013 | nrg_102a | 0.041868
Imports | 2000 | 2000-Solid fuels | KTOE | EL | 2012 | nrg_110a | 8.0554
Transformation input in Patent Fuel Plants | 2000 | 2000-Solid fuels | KTOE | UK | 2010 | nrg_110a | 6.075
Transformation input in Coke Ovens | 2000 | 2000-Solid fuels | KTOE | AT | 2012 | nrg_110a | 52.4439
Transformation input in Coke Ovens | 2000 | 2000-Solid fuels | KTOE | SE | 2013 | nrg_110a | 42.002
Imports | 3000 | 3000-Total petroleum products | KTOE | ME | 2009 | nrg_110a | 13.8625
Primary production | 3000 | 3000-Total petroleum products | KTOE | AT | 2011 | nrg_110a | 39.5108
Primary production | 3000 | 3000-Total petroleum products | KTOE | AL | 2009 | nrg_110a | 23.153
Primary production | 3000 | 3000-Total petroleum products | KTOE | FI | 2011 | nrg_110a | 2.5498
Primary production | 3000 | 3000-Total petroleum products | KTOE | UA | 2012 | nrg_110a | 143.3393
Consumption in Oil and gas extraction | 3000 | 3000-Total petroleum products | KTOE | HU | 2010 | nrg_110a | 0.56522
Consumption in Coal Mines | 3000 | 3000-Total petroleum products | KTOE | MK | 2010 | nrg_110a | 0.041868
Consumption in Coal Mines | 3000 | 3000-Total petroleum products | KTOE | RO | 2012 | nrg_110a | 0.25539
Consumption in Pipeline transport | 3000 | 3000-Total petroleum products | KTOE | PL | 2009 | nrg_110a | 0.087923
Transformation output from Coke Ovens | 2000 | 2000-Solid fuels | KTOE | FI | 2012 | nrg_100a | 25.5981
Transformation output from Coke Ovens | 2000 | 2000-Solid fuels | KTOE | IT | 2014 | nrg_100a | 54.7215
Primary production | 3000 | 3000-Total petroleum products | KTOE | AL | 2011 | nrg_100a | 36.714
Primary production | 2000 | 2000-Solid fuels | KTOE | AT | 2011 | nrg_100a | 0.0083736
Primary production | 2000 | 2000-Solid fuels | KTOE | UA | 2013 | nrg_100a | 1604.4446
Primary production | 2000 | 2000-Solid fuels | KTOE | UK | 2013 | nrg_100a | 309.1994
Imports | 2000 | 2000-Solid fuels | KTOE | EL | 2010 | nrg_100a | 16.7765
Imports | 2000 | 2000-Solid fuels | KTOE | ME | 2013 | nrg_100a | 0.029308
Transformation input in Patent Fuel Plants | 3000 | 3000-Total petroleum products | KTOE | UK | 2014 | nrg_100a | 3.0899
Imports | 2000 | 2000-Solid fuels | KTOE | RO | 2009 | nrg_100a | 43.9488
Transformation input in Coke Ovens | 2000 | 2000-Solid fuels | KTOE | AT | 2014 | nrg_100a | 51.6065
Consumption in Coal Mines | 2000 | 2000-Solid fuels | KTOE | RO | 2010 | nrg_100a | 0.062802
Transformation input in Gas Works | 3000 | 3000-Total petroleum products | KTOE | PL | 2009 | nrg_100a | 0.13816
Imports | 3000 | 3000-Total petroleum products | KTOE | MK | 2012 | nrg_100a | 51.4055
Consumption in Pipeline transport | 3000 | 3000-Total petroleum products | KTOE | PL | 2011 | nrg_100a | 0.041868
Transformation output from Patent Fuel Plants | 2000 | 2000-Solid fuels | KTOE | HU | 2011 | nrg_101a | 0.14654
Transformation input in Coke Ovens | 2000 | 2000-Solid fuels | KTOE | FI | 2009 | nrg_101a | 31.3215
Transformation input in Coke Ovens | 2000 | 2000-Solid fuels | KTOE | NL | 2010 | nrg_101a | 84.0626
Transformation input in Coke Ovens | 2000 | 2000-Solid fuels | KTOE | PL | 2010 | nrg_101a | 384.9595
Transformation input in Coke Ovens | 2000 | 2000-Solid fuels | KTOE | TR | 2013 | nrg_101a | 174.4891
Transformation input in Gas Works | 2000 | 2000-Solid fuels | KTOE | CZ | 2014 | nrg_101a | 20.5111
Transformation input in Gas Works | 2000 | 2000-Solid fuels | KTOE | EE | 2011 | nrg_101a | 11.4635
Transformation input in BKB / PB Plants | 2000 | 2000-Solid fuels | KTOE | FI | 2011 | nrg_101a | 0.78293
Primary production | 2000 | 2000-Solid fuels | KTOE | CZ | 2014 | nrg_101a | 705.3334
Primary production | 2000 | 2000-Solid fuels | KTOE | DE | 2010 | nrg_101a | 1921.984
Primary production | 2000 | 2000-Solid fuels | KTOE | HU | 2010 | nrg_101a | 66.7083
Imports | 2000 | 2000-Solid fuels | KTOE | DK | 2009 | nrg_101a | 165.8098
Imports | 2000 | 2000-Solid fuels | KTOE | HR | 2009 | nrg_101a | 19.0206
Imports | 2000 | 2000-Solid fuels | KTOE | LV | 2013 | nrg_101a | 2.9433
Imports | 2000 | 2000-Solid fuels | KTOE | LU | 2013 | nrg_101a | 1.9678
Imports | 2000 | 2000-Solid fuels | KTOE | TR | 2012 | nrg_101a | 814.9481
Consumption in Coal Mines | 2000 | 2000-Solid fuels | KTOE | CZ | 2010 | nrg_101a | 11.6058
Consumption in Coal Mines | 2000 | 2000-Solid fuels | KTOE | RO | 2011 | nrg_101a | 0.058615
Consumption in Coal Mines | 2000 | 2000-Solid fuels | KTOE | UK | 2009 | nrg_101a | 0.12979
Primary production | 5542 | 5542-Biogas | KTOE | DK | 2013 | nrg_107a | 4.6055
Primary production | 5542 | 5542-Biogas | KTOE | DE | 2012 | nrg_107a | 268.8554
Primary production | 5542 | 5542-Biogas | KTOE | EE | 2009 | nrg_107a | 0.10467
Primary production | 5542 | 5542-Biogas | KTOE | IS | 2014 | nrg_107a | 0.071176
Primary production | 5542 | 5542-Biogas | KTOE | RS | 2014 | nrg_107a | 0.21353
Primary production | 5548 | 5548-Other liquid biofuels | KTOE | IT | 2012 | nrg_107a | 2.487
Imports | 5548 | 5548-Other liquid biofuels | KTOE | LU | 2011 | nrg_107a | 0.0083736
Imports | 3106 | 3106-Natural gas liquids (NGL) | KTOE | HU | 2014 | nrg_110a | 5.7192
Consumption in Oil and gas extraction | 3106 | 3106-Natural gas liquids (NGL) | KTOE | UA | 2014 | nrg_110a | 0.083736
Imports | 3295 | 3295-Other Oil Products | KTOE | DE | 2010 | nrg_110a | 4.618
Imports | 3295 | 3295-Other Oil Products | KTOE | CZ | 2009 | nrg_110a | 3.4457
Imports | 3295 | 3295-Other Oil Products | KTOE | LV | 2014 | nrg_110a | 2.4535
Primary production | 5542 | 5542-Biogas | KTOE | EE | 2009 | nrg_110a | 0.10467
Primary production | 5542 | 5542-Biogas | KTOE | SI | 2011 | nrg_110a | 1.5072
Primary production | 5548 | 5548-Other liquid biofuels | KTOE | BG | 2009 | nrg_110a | 0.01256
Primary production | 5548 | 5548-Other liquid biofuels | KTOE | FI | 2012 | nrg_110a | 0.6657
Primary production | 5548 | 5548-Other liquid biofuels | KTOE | SE | 2011 | nrg_110a | 3.6425
Primary production | 3106 | 3106-Natural gas liquids (NGL) | KTOE | NL | 2014 | nrg_102a | 16.2364
Imports | 3106 | 3106-Natural gas liquids (NGL) | KTOE | AT | 2011 | nrg_102a | 4.8023
Imports | 3106 | 3106-Natural gas liquids (NGL) | KTOE | UA | 2013 | nrg_102a | 1.3398
Imports | 3295 | 3295-Other Oil Products | KTOE | SK | 2010 | nrg_102a | 0.087923
Imports | 3295 | 3295-Other Oil Products | KTOE | FR | 2010 | nrg_102a | 7.5195
Primary production | 5542 | 5542-Biogas | KTOE | NL | 2011 | nrg_107a | 11.9701
Imports | 3106 | 3106-Natural gas liquids (NGL) | KTOE | FI | 2014 | nrg_110a | 28.2023
Imports | 3295 | 3295-Other Oil Products | KTOE | UA | 2013 | nrg_110a | 1.8799
Primary production | 5542 | 5542-Biogas | KTOE | LT | 2009 | nrg_110a | 0.19678
Primary production | 5542 | 5542-Biogas | KTOE | NO | 2009 | nrg_110a | 1.0383
Primary production | 5548 | 5548-Other liquid biofuels | KTOE | NO | 2014 | nrg_110a | 0.14654
Primary production | 5542 | 5542-Biogas | KTOE | SK | 2012 | nrg_110a | 2.5958
Primary production | 5542 | 5542-Biogas | KTOE | SK | 2011 | nrg_107a | 1.9176
Primary production | 3106 | 3106-Natural gas liquids (NGL) | KTOE | SK | 2010 | nrg_102a | 0.11304
Imports | 5548 | 5548-Other liquid biofuels | KTOE | NO | 2011 | nrg_110a | 0.083736
Imports | 3295 | 3295-Other Oil Products | KTOE | RO | 2011 | nrg_110a | 0.39775
Primary production | 5548 | 5548-Other liquid biofuels | KTOE | PT | 2011 | nrg_110a | 0.17166
Primary production | 3106 | 3106-Natural gas liquids (NGL) | KTOE | AT | 2010 | nrg_102a | 5.694
Primary production | 3106 | 3106-Natural gas liquids (NGL) | KTOE | UA | 2013 | nrg_102a | 37.677
Consumption in Coal Mines | 3295 | 3295-Other Oil Products | KTOE | PL | 2011 | nrg_102a | 0.029308
Primary production | 5542 | 5542-Biogas | KTOE | UK | 2012 | nrg_107a | 81.697
Primary production | 5548 | 5548-Other liquid biofuels | KTOE | BE | 2010 | nrg_107a | 1.7794
Primary production | 5548 | 5548-Other liquid biofuels | KTOE | AT | 2013 | nrg_107a | 0.01256
Primary production | 3106 | 3106-Natural gas liquids (NGL) | KTOE | UK | 2013 | nrg_110a | 99.2146
Imports | 3295 | 3295-Other Oil Products | KTOE | ME | 2012 | nrg_110a | 0.041868
Primary production | 5542 | 5542-Biogas | KTOE | AT | 2010 | nrg_110a | 6.4184
Primary production | 5542 | 5542-Biogas | KTOE | HR | 2012 | nrg_110a | 0.4773
Imports | 3106 | 3106-Natural gas liquids (NGL) | KTOE | HU | 2013 | nrg_102a | 5.8908
Imports | 3106 | 3106-Natural gas liquids (NGL) | KTOE | NL | 2010 | nrg_102a | 392.0394
Imports | 3295 | 3295-Other Oil Products | KTOE | DE | 2010 | nrg_102a | 4.618
Imports | 3295 | 3295-Other Oil Products | KTOE | IT | 2011 | nrg_102a | 14.2812
Imports | 3295 | 3295-Other Oil Products | KTOE | LV | 2013 | nrg_102a | 0.14235
Imports | 3295 | 3295-Other Oil Products | KTOE | MD | 2010 | nrg_102a | 0.079549
Primary production | 5542 | 5542-Biogas | KTOE | BE | 2009 | nrg_107a | 5.2461
Primary production | 5542 | 5542-Biogas | KTOE | DK | 2012 | nrg_107a | 4.4003
Primary production | 5542 | 5542-Biogas | KTOE | DE | 2011 | nrg_107a | 216.8972
Primary production | 5542 | 5542-Biogas | KTOE | FI | 2014 | nrg_107a | 4.1742
Primary production | 5542 | 5542-Biogas | KTOE | IS | 2013 | nrg_107a | 0.071176
Primary production | 5542 | 5542-Biogas | KTOE | HU | 2014 | nrg_107a | 3.182
Primary production | 5542 | 5542-Biogas | KTOE | RS | 2013 | nrg_107a | 0.18422
Primary production | 5548 | 5548-Other liquid biofuels | KTOE | IT | 2011 | nrg_107a | 1.7585
Imports | 5548 | 5548-Other liquid biofuels | KTOE | LU | 2010 | nrg_107a | 0.016747
Imports | 3106 | 3106-Natural gas liquids (NGL) | KTOE | NL | 2014 | nrg_110a | 302.1907
Imports | 3106 | 3106-Natural gas liquids (NGL) | KTOE | HU | 2013 | nrg_110a | 5.8908
Imports | 3295 | 3295-Other Oil Products | KTOE | DE | 2009 | nrg_110a | 1.1262
Imports | 3295 | 3295-Other Oil Products | KTOE | LV | 2013 | nrg_110a | 0.14235
Primary production | 5542 | 5542-Biogas | KTOE | SI | 2010 | nrg_110a | 1.2728
Primary production | 5548 | 5548-Other liquid biofuels | KTOE | DK | 2014 | nrg_110a | 0.72432
Primary production | 5548 | 5548-Other liquid biofuels | KTOE | FI | 2011 | nrg_110a | 0.54847
Imports | 5541 | 5541-Solid biofuels (excluding charcoal) | KTOE | LV | 2014 | nrg_110a | 2.4535
Imports | 3100 | 3100-Crude oil, feedstocks and other hydrocarbons | KTOE | AT | 2013 | nrg_102a | 326.6039
Imports | 3100 | 3100-Crude oil, feedstocks and other hydrocarbons | KTOE | DK | 2011 | nrg_102a | 125.1728
Imports | 3100 | 3100-Crude oil, feedstocks and other hydrocarbons | KTOE | FI | 2014 | nrg_102a | 505.3761
Primary production | 3100 | 3100-Crude oil, feedstocks and other hydrocarbons | KTOE | NL | 2013 | nrg_102a | 69.2246
Primary production | 3100 | 3100-Crude oil, feedstocks and other hydrocarbons | KTOE | NO | 2010 | nrg_102a | 4179.4731
Imports | 3100 | 3100-Crude oil, feedstocks and other hydrocarbons | KTOE | UK | 2009 | nrg_102a | 2334.3587
Primary production | 3192 | 3192-Additives/Oxygenates | KTOE | NL | 2014 | nrg_102a | 5.8657
Imports | 5541 | 5541-Solid biofuels (excluding charcoal) | KTOE | SK | 2009 | nrg_107a | 0.016747
Primary production | 5541 | 5541-Solid biofuels (excluding charcoal) | KTOE | NL | 2013 | nrg_107a | 50.3128
Primary production | 3192 | 3192-Additives/Oxygenates | KTOE | NO | 2010 | nrg_110a | 4.8567
Primary production | 5541 | 5541-Solid biofuels (excluding charcoal) | KTOE | LT | 2010 | nrg_110a | 41.9601
Primary production | 5541 | 5541-Solid biofuels (excluding charcoal) | KTOE | LV | 2010 | nrg_110a | 66.8213
Imports | 5541 | 5541-Solid biofuels (excluding charcoal) | KTOE | BG | 2014 | nrg_110a | 0.0041868
Imports | 5541 | 5541-Solid biofuels (excluding charcoal) | KTOE | SK | 2014 | nrg_110a | 0.0083736
Primary production | 5541 | 5541-Solid biofuels (excluding charcoal) | KTOE | SI | 2014 | nrg_107a | 23.4419
Imports | 5541 | 5541-Solid biofuels (excluding charcoal) | KTOE | AT | 2014 | nrg_110a | 18.8657
Imports | 3100 | 3100-Crude oil, feedstocks and other hydrocarbons | KTOE | BG | 2012 | nrg_102a | 261.6289
Primary production | 3100 | 3100-Crude oil, feedstocks and other hydrocarbons | KTOE | PL | 2010 | nrg_102a | 30.4548
Primary production | 3100 | 3100-Crude oil, feedstocks and other hydrocarbons | KTOE | RO | 2011 | nrg_102a | 187.1709
Imports | 3100 | 3100-Crude oil, feedstocks and other hydrocarbons | KTOE | SE | 2010 | nrg_102a | 836.9874
Imports | 3192 | 3192-Additives/Oxygenates | KTOE | SE | 2011 | nrg_102a | 0.041868
Imports | 3192 | 3192-Additives/Oxygenates | KTOE | RS | 2011 | nrg_102a | 0.6657
Imports | 5541 | 5541-Solid biofuels (excluding charcoal) | KTOE | PT | 2010 | nrg_107a | 1.2309
Imports | 5541 | 5541-Solid biofuels (excluding charcoal) | KTOE | RS | 2014 | nrg_107a | 0.24283
Imports | 5541 | 5541-Solid biofuels (excluding charcoal) | KTOE | CY | 2014 | nrg_107a | 0.15072
Primary production | 3192 | 3192-Additives/Oxygenates | KTOE | RO | 2014 | nrg_110a | 0.36844
Imports | 3192 | 3192-Additives/Oxygenates | KTOE | BG | 2014 | nrg_110a | 1.2895
Primary production | 5541 | 5541-Solid biofuels (excluding charcoal) | KTOE | PT | 2014 | nrg_110a | 112.3779
Imports | 5541 | 5541-Solid biofuels (excluding charcoal) | KTOE | RS | 2013 | nrg_110a | 0.18422
Imports | 5541 | 5541-Solid biofuels (excluding charcoal) | KTOE | PT | 2011 | nrg_110a | 0.96715
Primary production | 3100 | 3100-Crude oil, feedstocks and other hydrocarbons | KTOE | AL | 2010 | nrg_102a | 31.0074
Primary production | 5541 | 5541-Solid biofuels (excluding charcoal) | KTOE | FR | 2012 | nrg_107a | 390.8043
Imports | 5541 | 5541-Solid biofuels (excluding charcoal) | KTOE | ME | 2009 | nrg_107a | 0.01256
Imports | 3192 | 3192-Additives/Oxygenates | KTOE | MK | 2013 | nrg_110a | 0.079549
Primary production | 5541 | 5541-Solid biofuels (excluding charcoal) | KTOE | FR | 2009 | nrg_110a | 376.4812
Primary production | 5541 | 5541-Solid biofuels (excluding charcoal) | KTOE | HR | 2012 | nrg_110a | 60.2606
Primary production | 5541 | 5541-Solid biofuels (excluding charcoal) | KTOE | HU | 2013 | nrg_110a | 59.6033
Primary production | 5541 | 5541-Solid biofuels (excluding charcoal) | KTOE | ME | 2012 | nrg_110a | 7.8921
Imports | 5541 | 5541-Solid biofuels (excluding charcoal) | KTOE | ME | 2009 | nrg_110a | 0.01256
Imports | 5541 | 5541-Solid biofuels (excluding charcoal) | KTOE | RO | 2011 | nrg_110a | 0.64895
Consumption in Oil and gas extraction | 3100 | 3100-Crude oil, feedstocks and other hydrocarbons | KTOE | UA | 2012 | nrg_102a | 0.083736
Imports | 3100 | 3100-Crude oil, feedstocks and other hydrocarbons | KTOE | DE | 2012 | nrg_102a | 3872.2667
Imports | 3100 | 3100-Crude oil, feedstocks and other hydrocarbons | KTOE | CZ | 2011 | nrg_102a | 293.7208
Primary production | 3100 | 3100-Crude oil, feedstocks and other hydrocarbons | KTOE | FI | 2014 | nrg_102a | 2.7633
Imports | 3100 | 3100-Crude oil, feedstocks and other hydrocarbons | KTOE | TR | 2014 | nrg_102a | 755.9058
Primary production | 3192 | 3192-Additives/Oxygenates | KTOE | CZ | 2012 | nrg_102a | 6.5188
Primary production | 3192 | 3192-Additives/Oxygenates | KTOE | UA | 2012 | nrg_102a | 3.3494
Imports | 3192 | 3192-Additives/Oxygenates | KTOE | LT | 2009 | nrg_102a | 6.6151
Imports | 5541 | 5541-Solid biofuels (excluding charcoal) | KTOE | MT | 2010 | nrg_107a | 0.029308
Primary production | 5541 | 5541-Solid biofuels (excluding charcoal) | KTOE | CY | 2011 | nrg_107a | 0.20934
Primary production | 5541 | 5541-Solid biofuels (excluding charcoal) | KTOE | CZ | 2014 | nrg_107a | 96.3383
Primary production | 5541 | 5541-Solid biofuels (excluding charcoal) | KTOE | DE | 2010 | nrg_107a | 460.9751
Primary production | 5541 | 5541-Solid biofuels (excluding charcoal) | KTOE | EL | 2011 | nrg_107a | 39.3434
Primary production | 5541 | 5541-Solid biofuels (excluding charcoal) | KTOE | ES | 2013 | nrg_107a | 217.9146
Primary production | 5541 | 5541-Solid biofuels (excluding charcoal) | KTOE | IE | 2012 | nrg_107a | 7.4734
Primary production | 5541 | 5541-Solid biofuels (excluding charcoal) | KTOE | RO | 2010 | nrg_107a | 163.2852
Imports | 3247 | 3247-Kerosene type jet fuel (without bio components) | KTOE | DE | 2014 | nrg_102a | 205.9529
Imports | 3247 | 3247-Kerosene type jet fuel (without bio components) | KTOE | CZ | 2013 | nrg_102a | 7.4023
Imports | 3247 | 3247-Kerosene type jet fuel (without bio components) | KTOE | HR | 2013 | nrg_102a | 0.65733
Imports | 3247 | 3247-Kerosene type jet fuel (without bio components) | KTOE | IT | 2010 | nrg_102a | 38.3553
Imports | 3247 | 3247-Kerosene type jet fuel (without bio components) | KTOE | IS | 2009 | nrg_102a | 4.9865
Imports | 3247 | 3247-Kerosene type jet fuel (without bio components) | KTOE | LV | 2011 | nrg_102a | 13.3517
Imports | 3247 | 3247-Kerosene type jet fuel (without bio components) | KTOE | MD | 2013 | nrg_102a | 0.90435
Imports | 3247 | 3247-Kerosene type jet fuel (without bio components) | KTOE | MT | 2014 | nrg_102a | 4.6432
Imports | 3247 | 3247-Kerosene type jet fuel (without bio components) | KTOE | TR | 2012 | nrg_102a | 26.268
Imports | 3285 | 3285-Petroleum coke | KTOE | NL | 2014 | nrg_102a | 41.1981
Imports | 3285 | 3285-Petroleum coke | KTOE | FR | 2010 | nrg_102a | 39.0419
Imports | 3285 | 3285-Petroleum coke | KTOE | LU | 2011 | nrg_102a | 0.25958
Consumption in Coal Mines | 2117 | 2117-Other Bituminous Coal | KTOE | PL | 2012 | nrg_110a | 0.61546
Primary production | 2117 | 2117-Other Bituminous Coal | KTOE | DE | 2014 | nrg_110a | 32.4058
Primary production | 2117 | 2117-Other Bituminous Coal | KTOE | UK | 2009 | nrg_110a | 413.8484
Imports | 2117 | 2117-Other Bituminous Coal | KTOE | IS | 2011 | nrg_110a | 0.19678
Imports | 2117 | 2117-Other Bituminous Coal | KTOE | LU | 2012 | nrg_110a | 1.7082
Imports | 2117 | 2117-Other Bituminous Coal | KTOE | LV | 2014 | nrg_110a | 2.0557
Imports | 2117 | 2117-Other Bituminous Coal | KTOE | TR | 2013 | nrg_110a | 537.2962
Consumption in Coal Mines | 2117 | 2117-Other Bituminous Coal | KTOE | UK | 2011 | nrg_110a | 0.10048
Imports | 3191 | 3191-Refinery feedstocks | KTOE | DK | 2013 | nrg_110a | 15.4158
Imports | 3247 | 3247-Kerosene type jet fuel (without bio components) | KTOE | CZ | 2012 | nrg_110a | 8.4866
Imports | 3247 | 3247-Kerosene type jet fuel (without bio components) | KTOE | IE | 2009 | nrg_110a | 47.8468
Imports | 3247 | 3247-Kerosene type jet fuel (without bio components) | KTOE | HR | 2012 | nrg_110a | 0.83317
Imports | 3247 | 3247-Kerosene type jet fuel (without bio components) | KTOE | LT | 2012 | nrg_110a | 7.2515
Imports | 3247 | 3247-Kerosene type jet fuel (without bio components) | KTOE | IT | 2014 | nrg_110a | 67.6838
Imports | 3285 | 3285-Petroleum coke | KTOE | LU | 2009 | nrg_110a | 0.16329
Transformation input in Coke Ovens | 3285 | 3285-Petroleum coke | KTOE | FR | 2009 | nrg_110a | 2.4953
Imports | 2117 | 2117-Other Bituminous Coal | KTOE | DK | 2013 | nrg_101a | 119.8765
Imports | 2117 | 2117-Other Bituminous Coal | KTOE | SE | 2009 | nrg_101a | 22.7134
Transformation input in BKB / PB Plants | 2117 | 2117-Other Bituminous Coal | KTOE | BG | 2010 | nrg_101a | 0.46473
Consumption in Coal Mines | 2117 | 2117-Other Bituminous Coal | KTOE | UK | 2009 | nrg_101a | 0.12979
Imports | 3247 | 3247-Kerosene type jet fuel (without bio components) | KTOE | DK | 2009 | nrg_102a | 36.107
Imports | 3247 | 3247-Kerosene type jet fuel (without bio components) | KTOE | FR | 2010 | nrg_102a | 166.9696
Imports | 3247 | 3247-Kerosene type jet fuel (without bio components) | KTOE | SI | 2011 | nrg_102a | 1.0006
Imports | 3247 | 3247-Kerosene type jet fuel (without bio components) | KTOE | XK | 2011 | nrg_102a | 0.51498
Imports | 3285 | 3285-Petroleum coke | KTOE | SI | 2013 | nrg_102a | 2.6293
Imports | 2117 | 2117-Other Bituminous Coal | KTOE | AT | 2009 | nrg_110a | 40.6957
Imports | 2117 | 2117-Other Bituminous Coal | KTOE | FI | 2010 | nrg_110a | 115.2961
Imports | 2117 | 2117-Other Bituminous Coal | KTOE | UK | 2011 | nrg_110a | 671.0896
Imports | 3247 | 3247-Kerosene type jet fuel (without bio components) | KTOE | BE | 2011 | nrg_110a | 77.8745
Imports | 3247 | 3247-Kerosene type jet fuel (without bio components) | KTOE | SI | 2011 | nrg_110a | 1.0006
Primary production | 2117 | 2117-Other Bituminous Coal | KTOE | TR | 2009 | nrg_101a | 19.2635
Imports | 3285 | 3285-Petroleum coke | KTOE | AL | 2013 | nrg_110a | 2.4618
Imports | 2117 | 2117-Other Bituminous Coal | KTOE | NO | 2011 | nrg_101a | 19.925
Imports | 3247 | 3247-Kerosene type jet fuel (without bio components) | KTOE | PL | 2014 | nrg_102a | 1.1597
Imports | 3285 | 3285-Petroleum coke | KTOE | NO | 2011 | nrg_102a | 12.9833
Imports | 3285 | 3285-Petroleum coke | KTOE | PL | 2009 | nrg_102a | 4.1282
Imports | 3247 | 3247-Kerosene type jet fuel (without bio components) | KTOE | NO | 2013 | nrg_110a | 18.6606
Imports | 3285 | 3285-Petroleum coke | KTOE | AT | 2012 | nrg_110a | 2.8889
Imports | 3285 | 3285-Petroleum coke | KTOE | NO | 2013 | nrg_110a | 12.5981
Imports | 3285 | 3285-Petroleum coke | KTOE | PL | 2010 | nrg_110a | 0.25539
Imports | 2117 | 2117-Other Bituminous Coal | KTOE | PL | 2012 | nrg_101a | 202.8923
Imports | 2117 | 2117-Other Bituminous Coal | KTOE | PT | 2009 | nrg_101a | 127.1406
Imports | 3247 | 3247-Kerosene type jet fuel (without bio components) | KTOE | CY | 2010 | nrg_102a | 12.2171
Imports | 3285 | 3285-Petroleum coke | KTOE | PT | 2012 | nrg_102a | 15.6461
Transformation input in Coke Ovens | 3285 | 3285-Petroleum coke | KTOE | DE | 2009 | nrg_102a | 22.5208
Imports | 3285 | 3285-Petroleum coke | KTOE | BG | 2013 | nrg_102a | 10.4879
Primary production | 2117 | 2117-Other Bituminous Coal | KTOE | PL | 2013 | nrg_110a | 1471.4927
Imports | 2117 | 2117-Other Bituminous Coal | KTOE | BG | 2014 | nrg_110a | 27.6538
Imports | 2117 | 2117-Other Bituminous Coal | KTOE | RS | 2010 | nrg_110a | 3.1903
Primary production | 5500 | 5500-Renewable energies | KTOE | BE | 2014 | nrg_100a | 119.6211
Primary production | 5500 | 5500-Renewable energies | KTOE | CZ | 2014 | nrg_100a | 153.0736
Primary production | 5500 | 5500-Renewable energies | KTOE | IE | 2014 | nrg_100a | 35.7385
Primary production | 5500 | 5500-Renewable energies | KTOE | IT | 2014 | nrg_100a | 989.9312
Primary production | 5500 | 5500-Renewable energies | KTOE | RS | 2011 | nrg_100a | 75.8229
Primary production | 5500 | 5500-Renewable energies | KTOE | SE | 2009 | nrg_100a | 662.3141
Primary production | 5500 | 5500-Renewable energies | KTOE | UA | 2011 | nrg_100a | 113.6842
Primary production | 5500 | 5500-Renewable energies | KTOE | XK | 2009 | nrg_100a | 10.2242
Imports | 5500 | 5500-Renewable energies | KTOE | CZ | 2013 | nrg_100a | 9.8097
Imports | 5500 | 5500-Renewable energies | KTOE | HR | 2013 | nrg_100a | 0.43124
Imports | 5500 | 5500-Renewable energies | KTOE | MD | 2010 | nrg_100a | 0.016747
Imports | 5500 | 5500-Renewable energies | KTOE | LU | 2013 | nrg_100a | 2.6377
Imports | 5500 | 5500-Renewable energies | KTOE | IT | 2012 | nrg_100a | 117.5067
Imports | 5500 | 5500-Renewable energies | KTOE | LT | 2011 | nrg_100a | 6.1588
Imports | 5500 | 5500-Renewable energies | KTOE | NL | 2014 | nrg_100a | 20.5991
Consumption in BKB / PB Plants | 5500 | 5500-Renewable energies | KTOE | DE | 2013 | nrg_100a | 0.020934
Primary production | 5500 | 5500-Renewable energies | KTOE | IT | 2013 | nrg_107a | 983.8896
Imports | 5500 | 5500-Renewable energies | KTOE | BE | 2011 | nrg_107a | 21.4615
Imports | 5500 | 5500-Renewable energies | KTOE | FI | 2009 | nrg_107a | 10.5717
Imports | 5500 | 5500-Renewable energies | KTOE | UK | 2009 | nrg_107a | 49.982
Imports | 5500 | 5500-Renewable energies | KTOE | XK | 2014 | nrg_107a | 0.10048
Consumption in Coal Mines | 5500 | 5500-Renewable energies | KTOE | UA | 2009 | nrg_107a | 0.058615
Primary production | 5500 | 5500-Renewable energies | KTOE | LT | 2013 | nrg_110a | 53.9427
Primary production | 5500 | 5500-Renewable energies | KTOE | MT | 2011 | nrg_110a | 0.27214
Imports | 5500 | 5500-Renewable energies | KTOE | BG | 2010 | nrg_110a | 0.3182
Imports | 5500 | 5500-Renewable energies | KTOE | BE | 2012 | nrg_110a | 28.2651
Imports | 5500 | 5500-Renewable energies | KTOE | FR | 2010 | nrg_110a | 15.0181
Primary production | 5500 | 5500-Renewable energies | KTOE | MT | 2014 | nrg_100a | 0.53172
Primary production | 5500 | 5500-Renewable energies | KTOE | NL | 2009 | nrg_100a | 121.2539
Primary production | 5500 | 5500-Renewable energies | KTOE | NO | 2014 | nrg_100a | 542.7977
Imports | 5500 | 5500-Renewable energies | KTOE | AT | 2013 | nrg_100a | 40.4612
Imports | 5500 | 5500-Renewable energies | KTOE | UK | 2011 | nrg_100a | 69.5427
Imports | 5500 | 5500-Renewable energies | KTOE | UA | 2014 | nrg_100a | 1.0844
Primary production | 5500 | 5500-Renewable energies | KTOE | SK | 2011 | nrg_107a | 58.0625
Imports | 5500 | 5500-Renewable energies | KTOE | NO | 2009 | nrg_107a | 4.9572
Primary production | 5500 | 5500-Renewable energies | KTOE | PL | 2013 | nrg_110a | 356.3595
Imports | 5500 | 5500-Renewable energies | KTOE | NO | 2011 | nrg_100a | 7.3018
Primary production | 5500 | 5500-Renewable energies | KTOE | HR | 2012 | nrg_107a | 81.3872
Primary production | 5500 | 5500-Renewable energies | KTOE | FR | 2011 | nrg_107a | 733.9628
Primary production | 5500 | 5500-Renewable energies | KTOE | PT | 2011 | nrg_107a | 225.2708
Primary production | 5500 | 5500-Renewable energies | KTOE | FR | 2012 | nrg_110a | 851.0006
Primary production | 5500 | 5500-Renewable energies | KTOE | PT | 2011 | nrg_110a | 225.2708
Imports | 5500 | 5500-Renewable energies | KTOE | SE | 2013 | nrg_110a | 15.0348
Imports | 5500 | 5500-Renewable energies | KTOE | RS | 2012 | nrg_110a | 0.4773
Primary production | 5500 | 5500-Renewable energies | KTOE | PL | 2014 | nrg_100a | 337.2216
Imports | 5500 | 5500-Renewable energies | KTOE | BG | 2012 | nrg_100a | 4.0738
Consumption in BKB / PB Plants | 5500 | 5500-Renewable energies | KTOE | LT | 2011 | nrg_100a | 0.0041868
Primary production | 5500 | 5500-Renewable energies | KTOE | AT | 2014 | nrg_107a | 392.3199
Primary production | 5500 | 5500-Renewable energies | KTOE | LV | 2010 | nrg_107a | 82.2413
Primary production | 5500 | 5500-Renewable energies | KTOE | ME | 2013 | nrg_107a | 16.2908
Primary production | 5500 | 5500-Renewable energies | KTOE | XK | 2010 | nrg_107a | 10.4209
Imports | 5500 | 5500-Renewable energies | KTOE | EE | 2011 | nrg_107a | 0.1591
Imports | 5500 | 5500-Renewable energies | KTOE | MK | 2013 | nrg_107a | 0.36006
Primary production | 5500 | 5500-Renewable energies | KTOE | BE | 2012 | nrg_110a | 118.2352
Primary production | 5500 | 5500-Renewable energies | KTOE | HU | 2012 | nrg_110a | 82.1701
Primary production | 5500 | 5500-Renewable energies | KTOE | UK | 2009 | nrg_110a | 229.8637
Primary production | 5500 | 5500-Renewable energies | KTOE | XK | 2009 | nrg_110a | 10.2242
Imports | 5500 | 5500-Renewable energies | KTOE | PT | 2010 | nrg_110a | 1.8841
Primary production | 5500 | 5500-Renewable energies | KTOE | AL | 2010 | nrg_100a | 36.107
Primary production | 5500 | 5500-Renewable energies | KTOE | UK | 2014 | nrg_100a | 405.9396
Consumption in Coal Mines | 5500 | 5500-Renewable energies | KTOE | PL | 2012 | nrg_100a | 0.050242
Primary production | 5500 | 5500-Renewable energies | KTOE | BG | 2010 | nrg_107a | 62.9569
Primary production | 5500 | 5500-Renewable energies | KTOE | CY | 2009 | nrg_107a | 3.228
Primary production | 5500 | 5500-Renewable energies | KTOE | DE | 2011 | nrg_107a | 1233.2554
Primary production | 5500 | 5500-Renewable energies | KTOE | RS | 2013 | nrg_107a | 83.9244
Primary production | 5510 | 5510-Hydro power | KTOE | DE | 2012 | nrg_110a | 78.3183
Primary production | 5510 | 5510-Hydro power | KTOE | IE | 2014 | nrg_110a | 2.5539
Primary production | 5510 | 5510-Hydro power | KTOE | IS | 2010 | nrg_110a | 45.3305
Primary production | 5510 | 5510-Hydro power | KTOE | RO | 2010 | nrg_110a | 71.5775
Primary production | 5550 | 5550-Geothermal Energy | KTOE | IS | 2010 | nrg_110a | 155.1963
Consumption in Coal Mines | 2330 | 2330-Peat products | KTOE | UA | 2011 | nrg_101a | 0.041868
Consumption in BKB / PB Plants | 2330 | 2330-Peat products | KTOE | EE | 2010 | nrg_101a | 0.020934
Imports | 3200 | 3200-All petroleum products | KTOE | FR | 2012 | nrg_102a | 1824.105
Imports | 3200 | 3200-All petroleum products | KTOE | FI | 2010 | nrg_102a | 202.7458
Transformation output from Coke Ovens | 4210 | 4210-Coke Oven Gas | KTOE | CZ | 2013 | nrg_103a | 18.4931
Transformation output from Coke Ovens | 4210 | 4210-Coke Oven Gas | KTOE | UA | 2011 | nrg_103a | 139.5293
Consumption in Coke Ovens | 4210 | 4210-Coke Oven Gas | KTOE | UK | 2011 | nrg_103a | 12.4139
Primary production | 5510 | 5510-Hydro power | KTOE | LT | 2009 | nrg_107a | 1.5282
Primary production | 5510 | 5510-Hydro power | KTOE | LU | 2010 | nrg_107a | 0.38937
Primary production | 5550 | 5550-Geothermal Energy | KTOE | NL | 2011 | nrg_107a | 0.31401
Transformation output from BKB / PB Plants | 2330 | 2330-Peat products | KTOE | EE | 2013 | nrg_110a | 1.1221
Transformation output from BKB / PB Plants | 2330 | 2330-Peat products | KTOE | IE | 2009 | nrg_110a | 4.8609
Consumption in Coke Ovens | 4210 | 4210-Coke Oven Gas | KTOE | FI | 2013 | nrg_110a | 2.4158
Consumption in Coke Ovens | 4210 | 4210-Coke Oven Gas | KTOE | UA | 2013 | nrg_110a | 40.6161
Transformation output from Coke Ovens | 4210 | 4210-Coke Oven Gas | KTOE | UA | 2013 | nrg_110a | 129.3931
Transformation output from Coke Ovens | 4210 | 4210-Coke Oven Gas | KTOE | UK | 2009 | nrg_110a | 25.7739
Primary production | 5510 | 5510-Hydro power | KTOE | NL | 2013 | nrg_110a | 0.41031
Primary production | 5510 | 5510-Hydro power | KTOE | MK | 2014 | nrg_110a | 4.3459
Primary production | 5550 | 5550-Geothermal Energy | KTOE | SK | 2012 | nrg_107a | 0.24702
Primary production | 5550 | 5550-Geothermal Energy | KTOE | TR | 2013 | nrg_107a | 110.364
Primary production | 5510 | 5510-Hydro power | KTOE | TR | 2009 | nrg_110a | 129.4475
Imports | 3200 | 3200-All petroleum products | KTOE | CY | 2012 | nrg_102a | 109.062
Consumption in Pipeline transport | 3200 | 3200-All petroleum products | KTOE | UA | 2012 | nrg_102a | 0.25539
Primary production | 5510 | 5510-Hydro power | KTOE | PL | 2014 | nrg_107a | 7.8586
Primary production | 5550 | 5550-Geothermal Energy | KTOE | PL | 2013 | nrg_107a | 0.77874
Primary production | 5550 | 5550-Geothermal Energy | KTOE | PT | 2012 | nrg_107a | 5.6522
Imports | 3200 | 3200-All petroleum products | KTOE | ES | 2011 | nrg_102a | 938.8104
Consumption in Oil and gas extraction | 3200 | 3200-All petroleum products | KTOE | HU | 2010 | nrg_102a | 0.56522
Transformation output from Coke Ovens | 4210 | 4210-Coke Oven Gas | KTOE | ES | 2014 | nrg_103a | 11.4216
Transformation output from Coke Ovens | 4210 | 4210-Coke Oven Gas | KTOE | FI | 2010 | nrg_103a | 6.992
Transformation output from Coke Ovens | 4210 | 4210-Coke Oven Gas | KTOE | IT | 2012 | nrg_103a | 27.3189
Transformation output from Coke Ovens | 4210 | 4210-Coke Oven Gas | KTOE | TR | 2014 | nrg_103a | 30.4045
Transformation output from Coke Ovens | 4210 | 4210-Coke Oven Gas | KTOE | SE | 2013 | nrg_103a | 7.1971
Consumption in Coke Ovens | 4210 | 4210-Coke Oven Gas | KTOE | HU | 2010 | nrg_103a | 3.6593
Primary production | 5510 | 5510-Hydro power | KTOE | HU | 2011 | nrg_107a | 0.79968
Primary production | 5550 | 5550-Geothermal Energy | KTOE | FR | 2012 | nrg_107a | 7.6493
Primary production | 5550 | 5550-Geothermal Energy | KTOE | HR | 2013 | nrg_107a | 0.2847
Primary production | 5550 | 5550-Geothermal Energy | KTOE | MK | 2009 | nrg_107a | 0.40612
Transformation output from BKB / PB Plants | 2330 | 2330-Peat products | KTOE | UA | 2012 | nrg_110a | 4.1994
Transformation output from Coke Ovens | 4210 | 4210-Coke Oven Gas | KTOE | FI | 2012 | nrg_110a | 8.0345
Transformation output from Coke Ovens | 4210 | 4210-Coke Oven Gas | KTOE | IT | 2014 | nrg_110a | 16.2197
Consumption in Coal Mines | 4210 | 4210-Coke Oven Gas | KTOE | PL | 2009 | nrg_110a | 0.1256
Primary production | 5510 | 5510-Hydro power | KTOE | AT | 2011 | nrg_110a | 123.2761
Primary production | 5510 | 5510-Hydro power | KTOE | AL | 2009 | nrg_110a | 18.7234
Primary production | 5510 | 5510-Hydro power | KTOE | HR | 2009 | nrg_110a | 26.6741
Primary production | 5510 | 5510-Hydro power | KTOE | LV | 2009 | nrg_110a | 12.4432
Primary production | 5510 | 5510-Hydro power | KTOE | ME | 2014 | nrg_110a | 6.3053
Primary production | 5550 | 5550-Geothermal Energy | KTOE | AT | 2009 | nrg_110a | 1.4026
Primary production | 5550 | 5550-Geothermal Energy | KTOE | HU | 2013 | nrg_110a | 4.7185
Imports | 3200 | 3200-All petroleum products | KTOE | CZ | 2010 | nrg_102a | 115.1872
Imports | 3200 | 3200-All petroleum products | KTOE | HU | 2011 | nrg_102a | 79.6455
Imports | 3200 | 3200-All petroleum products | KTOE | IS | 2011 | nrg_102a | 43.7437
Imports | 3200 | 3200-All petroleum products | KTOE | IT | 2014 | nrg_102a | 477.3078
Imports | 3200 | 3200-All petroleum products | KTOE | NL | 2013 | nrg_102a | 3765.1851
Imports | 3200 | 3200-All petroleum products | KTOE | MD | 2012 | nrg_102a | 32.2216
Imports | 3200 | 3200-All petroleum products | KTOE | TR | 2010 | nrg_102a | 795.6176
Imports | 3200 | 3200-All petroleum products | KTOE | UA | 2013 | nrg_102a | 303.3672
Primary production | 5541 | 5541-Solid biofuels (excluding charcoal) | KTOE | SE | 2013 | nrg_107a | 385.6629
Primary production | 5541 | 5541-Solid biofuels (excluding charcoal) | KTOE | RS | 2013 | nrg_107a | 46.821
Primary production | 5541 | 5541-Solid biofuels (excluding charcoal) | KTOE | UA | 2013 | nrg_107a | 90.2423
Imports | 5541 | 5541-Solid biofuels (excluding charcoal) | KTOE | IT | 2010 | nrg_107a | 53.859
Imports | 5541 | 5541-Solid biofuels (excluding charcoal) | KTOE | LU | 2010 | nrg_107a | 0.096296
Consumption in Coal Mines | 5541 | 5541-Solid biofuels (excluding charcoal) | KTOE | PL | 2014 | nrg_107a | 0.037681
Primary production | 3192 | 3192-Additives/Oxygenates | KTOE | CZ | 2009 | nrg_110a | 3.475
Primary production | 3192 | 3192-Additives/Oxygenates | KTOE | FI | 2010 | nrg_110a | 2.847
Imports | 3192 | 3192-Additives/Oxygenates | KTOE | CZ | 2013 | nrg_110a | 0.71176
Imports | 3192 | 3192-Additives/Oxygenates | KTOE | TR | 2012 | nrg_110a | 5.0577
Primary production | 5541 | 5541-Solid biofuels (excluding charcoal) | KTOE | BG | 2011 | nrg_110a | 43.1575
Primary production | 5541 | 5541-Solid biofuels (excluding charcoal) | KTOE | CY | 2013 | nrg_110a | 0.20934
Primary production | 5541 | 5541-Solid biofuels (excluding charcoal) | KTOE | EL | 2013 | nrg_110a | 35.4454
Primary production | 5541 | 5541-Solid biofuels (excluding charcoal) | KTOE | DE | 2014 | nrg_110a | 478.3293
Primary production | 5541 | 5541-Solid biofuels (excluding charcoal) | KTOE | IE | 2011 | nrg_110a | 7.6367
Primary production | 5541 | 5541-Solid biofuels (excluding charcoal) | KTOE | SI | 2009 | nrg_110a | 22.1775
Primary production | 5541 | 5541-Solid biofuels (excluding charcoal) | KTOE | UA | 2011 | nrg_110a | 73.8468
Imports | 5541 | 5541-Solid biofuels (excluding charcoal) | KTOE | IE | 2009 | nrg_110a | 0.38937
Primary production | 3100 | 3100-Crude oil, feedstocks and other hydrocarbons | KTOE | NO | 2014 | nrg_102a | 3640.5901
Imports | 3100 | 3100-Crude oil, feedstocks and other hydrocarbons | KTOE | UK | 2013 | nrg_102a | 2534.1026
Imports | 3100 | 3100-Crude oil, feedstocks and other hydrocarbons | KTOE | UA | 2011 | nrg_102a | 240.293
Imports | 3192 | 3192-Additives/Oxygenates | KTOE | BG | 2010 | nrg_102a | 0.84992
Imports | 3192 | 3192-Additives/Oxygenates | KTOE | FI | 2010 | nrg_102a | 0.381
Imports | 5541 | 5541-Solid biofuels (excluding charcoal) | KTOE | SK | 2014 | nrg_107a | 0.0083736
Imports | 5541 | 5541-Solid biofuels (excluding charcoal) | KTOE | XK | 2011 | nrg_107a | 0.058615
Imports | 5541 | 5541-Solid biofuels (excluding charcoal) | KTOE | BE | 2012 | nrg_107a | 24.2499
Primary production | 3192 | 3192-Additives/Oxygenates | KTOE | NO | 2014 | nrg_110a | 2.1729
Imports | 3192 | 3192-Additives/Oxygenates | KTOE | UA | 2009 | nrg_110a | 3.7263
Transformation input in BKB / PB Plants | 5541 | 5541-Solid biofuels (excluding charcoal) | KTOE | UA | 2013 | nrg_110a | 0.037681
Primary production | 5541 | 5541-Solid biofuels (excluding charcoal) | KTOE | LT | 2014 | nrg_110a | 46.7498
Primary production | 5541 | 5541-Solid biofuels (excluding charcoal) | KTOE | LU | 2012 | nrg_110a | 1.8296
Primary production | 5541 | 5541-Solid biofuels (excluding charcoal) | KTOE | LV | 2014 | nrg_110a | 85.6661
Imports | 5541 | 5541-Solid biofuels (excluding charcoal) | KTOE | FI | 2010 | nrg_110a | 2.3572
Primary production | 5541 | 5541-Solid biofuels (excluding charcoal) | KTOE | SK | 2009 | nrg_110a | 27.0928
Primary production | 3100 | 3100-Crude oil, feedstocks and other hydrocarbons | KTOE | SK | 2009 | nrg_102a | 0.72432
Primary production | 5541 | 5541-Solid biofuels (excluding charcoal) | KTOE | TR | 2012 | nrg_110a | 145.0936
Primary production | 3100 | 3100-Crude oil, feedstocks and other hydrocarbons | KTOE | TR | 2010 | nrg_102a | 106.374
Primary production | 5541 | 5541-Solid biofuels (excluding charcoal) | KTOE | TR | 2011 | nrg_107a | 148.108
Imports | 3100 | 3100-Crude oil, feedstocks and other hydrocarbons | KTOE | NO | 2009 | nrg_102a | 42.0438
Primary production | 3192 | 3192-Additives/Oxygenates | KTOE | NO | 2014 | nrg_102a | 2.1729
Primary production | 5541 | 5541-Solid biofuels (excluding charcoal) | KTOE | NO | 2010 | nrg_107a | 51.6442
Imports | 5541 | 5541-Solid biofuels (excluding charcoal) | KTOE | PL | 2014 | nrg_110a | 33.0841
Imports | 5541 | 5541-Solid biofuels (excluding charcoal) | KTOE | NO | 2010 | nrg_110a | 1.9008
Imports | 3100 | 3100-Crude oil, feedstocks and other hydrocarbons | KTOE | PT | 2011 | nrg_102a | 462.5284
Imports | 3100 | 3100-Crude oil, feedstocks and other hydrocarbons | KTOE | RS | 2010 | nrg_102a | 81.5882
Imports | 3192 | 3192-Additives/Oxygenates | KTOE | CZ | 2011 | nrg_102a | 0.63221
Imports | 3192 | 3192-Additives/Oxygenates | KTOE | RO | 2009 | nrg_102a | 8.83
Primary production | 5541 | 5541-Solid biofuels (excluding charcoal) | KTOE | PL | 2009 | nrg_107a | 217.3033
Imports | 5541 | 5541-Solid biofuels (excluding charcoal) | KTOE | BG | 2013 | nrg_107a | 0.2219
Consumption in BKB / PB Plants | 5541 | 5541-Solid biofuels (excluding charcoal) | KTOE | LT | 2011 | nrg_107a | 0.0041868
Primary production | 3192 | 3192-Additives/Oxygenates | KTOE | PL | 2010 | nrg_110a | 1.9427
Imports | 3192 | 3192-Additives/Oxygenates | KTOE | PT | 2009 | nrg_110a | 3.7388
Imports | 3100 | 3100-Crude oil, feedstocks and other hydrocarbons | KTOE | ES | 2009 | nrg_102a | 2357.9011
Primary production | 3100 | 3100-Crude oil, feedstocks and other hydrocarbons | KTOE | AT | 2013 | nrg_102a | 36.4168
Primary production | 3100 | 3100-Crude oil, feedstocks and other hydrocarbons | KTOE | HR | 2012 | nrg_102a | 26.314
Primary production | 3192 | 3192-Additives/Oxygenates | KTOE | FI | 2013 | nrg_102a | 2.9768
Primary production | 3192 | 3192-Additives/Oxygenates | KTOE | FR | 2013 | nrg_102a | 11.3462
Consumption in Oil and gas extraction | 5200 | 5200-Derived heat | KTOE | CZ | 2014 | nrg_110a | 0.10886
Consumption in Coal Mines | 5200 | 5200-Derived heat | KTOE | UA | 2013 | nrg_110a | 9.4412
Consumption in Coal Mines | 5200 | 5200-Derived heat | KTOE | CZ | 2012 | nrg_100a | 4.191
Consumption in Coal Mines | 5200 | 5200-Derived heat | KTOE | UA | 2010 | nrg_100a | 11.5346
Consumption in Coke Ovens | 5200 | 5200-Derived heat | KTOE | SK | 2010 | nrg_100a | 0.92947
Imports | 2117 | 2117-Other Bituminous Coal | KTOE | PT | 2013 | nrg_110a | 105.2227
Imports | 3191 | 3191-Refinery feedstocks | KTOE | SE | 2013 | nrg_110a | 32.2091
Imports | 3285 | 3285-Petroleum coke | KTOE | CZ | 2012 | nrg_110a | 0.30982
Imports | 2117 | 2117-Other Bituminous Coal | KTOE | EE | 2009 | nrg_101a | 0.81643
Imports | 2117 | 2117-Other Bituminous Coal | KTOE | EL | 2014 | nrg_101a | 8.2396
Transformation input in Patent Fuel Plants | 2117 | 2117-Other Bituminous Coal | KTOE | UK | 2014 | nrg_101a | 6.5816
Imports | 3247 | 3247-Kerosene type jet fuel (without bio components) | KTOE | ES | 2011 | nrg_102a | 117.5193
Imports | 3247 | 3247-Kerosene type jet fuel (without bio components) | KTOE | EL | 2009 | nrg_102a | 22.4036
Imports | 3247 | 3247-Kerosene type jet fuel (without bio components) | KTOE | EE | 2011 | nrg_102a | 1.5491
Imports | 3247 | 3247-Kerosene type jet fuel (without bio components) | KTOE | MK | 2014 | nrg_102a | 1.1597
Imports | 3247 | 3247-Kerosene type jet fuel (without bio components) | KTOE | ME | 2009 | nrg_102a | 0.52754
Imports | 3285 | 3285-Petroleum coke | KTOE | ME | 2013 | nrg_102a | 0.59034
Imports | 3285 | 3285-Petroleum coke | KTOE | MK | 2010 | nrg_102a | 2.914
Imports | 2117 | 2117-Other Bituminous Coal | KTOE | EE | 2010 | nrg_110a | 1.9301
Imports | 3191 | 3191-Refinery feedstocks | KTOE | EL | 2013 | nrg_110a | 153.2494
Imports | 3247 | 3247-Kerosene type jet fuel (without bio components) | KTOE | EL | 2009 | nrg_110a | 22.4036
Imports | 3247 | 3247-Kerosene type jet fuel (without bio components) | KTOE | RO | 2011 | nrg_110a | 2.7047
Imports | 3285 | 3285-Petroleum coke | KTOE | ES | 2013 | nrg_110a | 32.8622
Imports | 3285 | 3285-Petroleum coke | KTOE | EL | 2011 | nrg_110a | 18.2084
Imports | 2117 | 2117-Other Bituminous Coal | KTOE | CZ | 2013 | nrg_101a | 19.7031
Imports | 2117 | 2117-Other Bituminous Coal | KTOE | HR | 2012 | nrg_101a | 21.6164
Imports | 2117 | 2117-Other Bituminous Coal | KTOE | FR | 2014 | nrg_101a | 205.9445
Imports | 2117 | 2117-Other Bituminous Coal | KTOE | IE | 2014 | nrg_101a | 48.0142
Imports | 2117 | 2117-Other Bituminous Coal | KTOE | MD | 2013 | nrg_101a | 0.74944
Imports | 2117 | 2117-Other Bituminous Coal | KTOE | NL | 2013 | nrg_101a | 924.2403
Imports | 2117 | 2117-Other Bituminous Coal | KTOE | TR | 2011 | nrg_101a | 454.2385
Imports | 3191 | 3191-Refinery feedstocks | KTOE | CZ | 2014 | nrg_102a | 0.4438
Imports | 3191 | 3191-Refinery feedstocks | KTOE | HU | 2014 | nrg_102a | 11.2457
Imports | 3191 | 3191-Refinery feedstocks | KTOE | HR | 2013 | nrg_102a | 12.0412
Imports | 3191 | 3191-Refinery feedstocks | KTOE | LT | 2013 | nrg_102a | 17.1115
Imports | 3247 | 3247-Kerosene type jet fuel (without bio components) | KTOE | IE | 2011 | nrg_102a | 38.3678
Imports | 3247 | 3247-Kerosene type jet fuel (without bio components) | KTOE | HU | 2013 | nrg_102a | 0.1256
Imports | 3247 | 3247-Kerosene type jet fuel (without bio components) | KTOE | NL | 2011 | nrg_102a | 115.8823
Imports | 3285 | 3285-Petroleum coke | KTOE | SK | 2010 | nrg_102a | 2.6586
Imports | 3285 | 3285-Petroleum coke | KTOE | IE | 2013 | nrg_102a | 4.706
Primary production | 2117 | 2117-Other Bituminous Coal | KTOE | ES | 2013 | nrg_110a | 35.0561
Primary production | 2117 | 2117-Other Bituminous Coal | KTOE | UA | 2013 | nrg_110a | 661.5228
Imports | 2117 | 2117-Other Bituminous Coal | KTOE | DE | 2014 | nrg_110a | 1118.0598
Imports | 2117 | 2117-Other Bituminous Coal | KTOE | CZ | 2013 | nrg_110a | 19.7031
Imports | 2117 | 2117-Other Bituminous Coal | KTOE | HR | 2009 | nrg_110a | 17.5385
Imports | 2117 | 2117-Other Bituminous Coal | KTOE | IT | 2010 | nrg_110a | 421.1921
Imports | 2117 | 2117-Other Bituminous Coal | KTOE | SK | 2014 | nrg_110a | 22.8725
Consumption in Coke Ovens | 2117 | 2117-Other Bituminous Coal | KTOE | PL | 2013 | nrg_110a | 0.066989
Imports | 3191 | 3191-Refinery feedstocks | KTOE | HR | 2009 | nrg_110a | 0.25539
Imports | 3191 | 3191-Refinery feedstocks | KTOE | HU | 2010 | nrg_110a | 6.3974
Imports | 3191 | 3191-Refinery feedstocks | KTOE | LT | 2013 | nrg_110a | 17.1115
Imports | 3247 | 3247-Kerosene type jet fuel (without bio components) | KTOE | DE | 2011 | nrg_110a | 178.8601
Imports | 3247 | 3247-Kerosene type jet fuel (without bio components) | KTOE | LV | 2014 | nrg_110a | 4.7981
Imports | 3247 | 3247-Kerosene type jet fuel (without bio components) | KTOE | IS | 2010 | nrg_110a | 5.1581
Imports | 3247 | 3247-Kerosene type jet fuel (without bio components) | KTOE | MT | 2014 | nrg_110a | 4.6432
Imports | 3247 | 3247-Kerosene type jet fuel (without bio components) | KTOE | NL | 2009 | nrg_110a | 185.5255
Imports | 3285 | 3285-Petroleum coke | KTOE | DE | 2009 | nrg_110a | 23.4921
Imports | 3285 | 3285-Petroleum coke | KTOE | IT | 2014 | nrg_110a | 41.374
Imports | 3285 | 3285-Petroleum coke | KTOE | IS | 2014 | nrg_110a | 0.99227
Primary production | 2117 | 2117-Other Bituminous Coal | KTOE | IT | 2011 | nrg_101a | 2.4451
Imports | 2117 | 2117-Other Bituminous Coal | KTOE | BE | 2012 | nrg_101a | 59.0506
Imports | 2117 | 2117-Other Bituminous Coal | KTOE | FI | 2014 | nrg_101a | 102.1537
Imports | 2117 | 2117-Other Bituminous Coal | KTOE | UK | 2009 | nrg_101a | 829.4846
Imports | 3191 | 3191-Refinery feedstocks | KTOE | DK | 2009 | nrg_102a | 0.21353
Imports | 3247 | 3247-Kerosene type jet fuel (without bio components) | KTOE | AT | 2009 | nrg_102a | 9.8725
Imports | 3247 | 3247-Kerosene type jet fuel (without bio components) | KTOE | DK | 2013 | nrg_102a | 34.583
Imports | 3247 | 3247-Kerosene type jet fuel (without bio components) | KTOE | FI | 2013 | nrg_102a | 5.5852
Imports | 3247 | 3247-Kerosene type jet fuel (without bio components) | KTOE | UK | 2012 | nrg_102a | 312.9759
Consumption in Oil and gas extraction | 3200 | 3200-All petroleum products | KTOE | NL | 2009 | nrg_102a | 0.041868
Consumption in Oil and gas extraction | 3200 | 3200-All petroleum products | KTOE | UA | 2014 | nrg_102a | 0.80387
Consumption in Coke Ovens | 4210 | 4210-Coke Oven Gas | KTOE | CZ | 2009 | nrg_103a | 6.6696
Consumption in Coke Ovens | 4210 | 4210-Coke Oven Gas | KTOE | IT | 2013 | nrg_103a | 0.56522
Consumption in Coke Ovens | 4210 | 4210-Coke Oven Gas | KTOE | PL | 2009 | nrg_103a | 32.3891
Primary production | 5510 | 5510-Hydro power | KTOE | DK | 2009 | nrg_107a | 0.066989
Primary production | 5510 | 5510-Hydro power | KTOE | DE | 2010 | nrg_107a | 75.4294
Primary production | 5510 | 5510-Hydro power | KTOE | ES | 2011 | nrg_107a | 110.1463
Primary production | 5510 | 5510-Hydro power | KTOE | UK | 2011 | nrg_107a | 20.4441
Primary production | 5550 | 5550-Geothermal Energy | KTOE | BG | 2011 | nrg_107a | 1.3816
Primary production | 5550 | 5550-Geothermal Energy | KTOE | CY | 2010 | nrg_107a | 0.033494
Primary production | 5550 | 5550-Geothermal Energy | KTOE | EL | 2009 | nrg_107a | 0.66989
Primary production | 5550 | 5550-Geothermal Energy | KTOE | RO | 2014 | nrg_107a | 1.1849
Consumption in Coke Ovens | 4210 | 4210-Coke Oven Gas | KTOE | SE | 2009 | nrg_110a | 3.2699
Primary production | 5510 | 5510-Hydro power | KTOE | BE | 2012 | nrg_110a | 1.2853
Primary production | 5510 | 5510-Hydro power | KTOE | DK | 2012 | nrg_110a | 0.062802
Primary production | 5510 | 5510-Hydro power | KTOE | EE | 2009 | nrg_110a | 0.11723
Primary production | 5510 | 5510-Hydro power | KTOE | HU | 2009 | nrg_110a | 0.82061
Primary production | 5510 | 5510-Hydro power | KTOE | XK | 2011 | nrg_110a | 0.37681
Primary production | 5550 | 5550-Geothermal Energy | KTOE | DE | 2012 | nrg_110a | 3.7681
Primary production | 5550 | 5550-Geothermal Energy | KTOE | DK | 2011 | nrg_110a | 0.16747
Primary production | 5550 | 5550-Geothermal Energy | KTOE | ES | 2013 | nrg_110a | 0.75781
Primary production | 5550 | 5550-Geothermal Energy | KTOE | RS | 2010 | nrg_110a | 0.22609
Primary production | 5550 | 5550-Geothermal Energy | KTOE | UK | 2011 | nrg_110a | 0.033494
Transformation output from BKB / PB Plants | 2330 | 2330-Peat products | KTOE | FI | 2013 | nrg_101a | 0.36006
Imports | 3200 | 3200-All petroleum products | KTOE | UK | 2011 | nrg_102a | 977.8271
Consumption in Coal Mines | 3200 | 3200-All petroleum products | KTOE | MK | 2010 | nrg_102a | 0.041868
Consumption in Coke Ovens | 3200 | 3200-All petroleum products | KTOE | UA | 2009 | nrg_102a | 0.33913
Transformation output from Coke Ovens | 4210 | 4210-Coke Oven Gas | KTOE | DE | 2009 | nrg_103a | 52.134
Transformation output from Coke Ovens | 4210 | 4210-Coke Oven Gas | KTOE | UK | 2013 | nrg_103a | 27.4738
Consumption in Coke Ovens | 4210 | 4210-Coke Oven Gas | KTOE | FI | 2013 | nrg_103a | 2.4158
Primary production | 5510 | 5510-Hydro power | KTOE | LV | 2010 | nrg_107a | 12.6734
Primary production | 5510 | 5510-Hydro power | KTOE | NO | 2012 | nrg_107a | 510.2621
Primary production | 5550 | 5550-Geothermal Energy | KTOE | IT | 2009 | nrg_107a | 201.2218
Consumption in Coke Ovens | 4210 | 4210-Coke Oven Gas | KTOE | ES | 2009 | nrg_110a | 6.59
Transformation output from Coke Ovens | 4210 | 4210-Coke Oven Gas | KTOE | AT | 2009 | nrg_110a | 9.01
Transformation output from Coke Ovens | 4210 | 4210-Coke Oven Gas | KTOE | DE | 2011 | nrg_110a | 59.8964
Primary production | 5510 | 5510-Hydro power | KTOE | IT | 2011 | nrg_110a | 164.9641
Primary production | 5510 | 5510-Hydro power | KTOE | LT | 2010 | nrg_110a | 1.9427
Primary production | 5510 | 5510-Hydro power | KTOE | LU | 2012 | nrg_110a | 0.35588
Primary production | 5550 | 5550-Geothermal Energy | KTOE | LT | 2009 | nrg_110a | 0.21353
Primary production | 5510 | 5510-Hydro power | KTOE | SI | 2013 | nrg_107a | 16.6635
Primary production | 5510 | 5510-Hydro power | KTOE | SK | 2013 | nrg_107a | 17.4548
Primary production | 5510 | 5510-Hydro power | KTOE | SK | 2010 | nrg_110a | 18.916
Primary production | 5510 | 5510-Hydro power | KTOE | TR | 2014 | nrg_107a | 146.3203
Imports | 3200 | 3200-All petroleum products | KTOE | AT | 2010 | nrg_102a | 277.6016
Primary production | 5510 | 5510-Hydro power | KTOE | NO | 2012 | nrg_110a | 510.2621
Imports | 3200 | 3200-All petroleum products | KTOE | SE | 2012 | nrg_102a | 278.5604
Transformation input in Coke Ovens | 3200 | 3200-All petroleum products | KTOE | DE | 2009 | nrg_102a | 22.5208
Consumption in Coal Mines | 3200 | 3200-All petroleum products | KTOE | ES | 2013 | nrg_102a | 0.81643
Primary production | 5510 | 5510-Hydro power | KTOE | PL | 2011 | nrg_110a | 8.3903
Primary production | 5550 | 5550-Geothermal Energy | KTOE | PT | 2012 | nrg_110a | 5.6522
Transformation output from BKB / PB Plants | 2330 | 2330-Peat products | KTOE | LT | 2012 | nrg_101a | 0.10048
Imports | 3200 | 3200-All petroleum products | KTOE | MK | 2014 | nrg_102a | 44.9118
Transformation input in Gas Works | 3200 | 3200-All petroleum products | KTOE | PL | 2011 | nrg_102a | 0.13816
Consumption in Coal Mines | 3200 | 3200-All petroleum products | KTOE | EE | 2014 | nrg_102a | 0.75362
Consumption in Coal Mines | 3200 | 3200-All petroleum products | KTOE | NO | 2013 | nrg_102a | 0.25958
Transformation output from Coke Ovens | 4210 | 4210-Coke Oven Gas | KTOE | HU | 2012 | nrg_103a | 8.4364
Transformation output from Coke Ovens | 4210 | 4210-Coke Oven Gas | KTOE | NL | 2009 | nrg_103a | 14.0509
Transformation output from Coke Ovens | 4210 | 4210-Coke Oven Gas | KTOE | SK | 2013 | nrg_103a | 11.4258
Consumption in Coke Ovens | 4210 | 4210-Coke Oven Gas | KTOE | DE | 2012 | nrg_103a | 6.0039
Primary production | 5510 | 5510-Hydro power | KTOE | BE | 2011 | nrg_107a | 0.70757
Primary production | 5541 | 5541-Solid biofuels (excluding charcoal) | KTOE | AT | 2013 | nrg_107a | 196.7419
Primary production | 5541 | 5541-Solid biofuels (excluding charcoal) | KTOE | HR | 2011 | nrg_107a | 59.0171
Primary production | 5541 | 5541-Solid biofuels (excluding charcoal) | KTOE | ME | 2010 | nrg_107a | 9.5668
Imports | 3192 | 3192-Additives/Oxygenates | KTOE | EL | 2013 | nrg_110a | 7.0673
Primary production | 5541 | 5541-Solid biofuels (excluding charcoal) | KTOE | BE | 2011 | nrg_110a | 55.6091
Imports | 5541 | 5541-Solid biofuels (excluding charcoal) | KTOE | EE | 2013 | nrg_110a | 0.36006
Imports | 5541 | 5541-Solid biofuels (excluding charcoal) | KTOE | EL | 2013 | nrg_110a | 3.475
Imports | 3100 | 3100-Crude oil, feedstocks and other hydrocarbons | KTOE | FR | 2014 | nrg_102a | 2316.5564
Imports | 3100 | 3100-Crude oil, feedstocks and other hydrocarbons | KTOE | HU | 2013 | nrg_102a | 216.6753
Imports | 3100 | 3100-Crude oil, feedstocks and other hydrocarbons | KTOE | LV | 2012 | nrg_102a | 0.27633
Primary production | 3100 | 3100-Crude oil, feedstocks and other hydrocarbons | KTOE | BG | 2010 | nrg_102a | 0.9504
Primary production | 3100 | 3100-Crude oil, feedstocks and other hydrocarbons | KTOE | IT | 2012 | nrg_102a | 239.5059
Primary production | 3100 | 3100-Crude oil, feedstocks and other hydrocarbons | KTOE | RS | 2014 | nrg_102a | 48.6925
Imports | 3192 | 3192-Additives/Oxygenates | KTOE | HR | 2011 | nrg_102a | 3.2866
Primary production | 5541 | 5541-Solid biofuels (excluding charcoal) | KTOE | BE | 2014 | nrg_107a | 46.2265
Primary production | 5541 | 5541-Solid biofuels (excluding charcoal) | KTOE | DK | 2014 | nrg_107a | 54.6168
Primary production | 5541 | 5541-Solid biofuels (excluding charcoal) | KTOE | HU | 2011 | nrg_107a | 59.8461
Imports | 5541 | 5541-Solid biofuels (excluding charcoal) | KTOE | CZ | 2009 | nrg_107a | 1.5826
Imports | 5541 | 5541-Solid biofuels (excluding charcoal) | KTOE | HU | 2014 | nrg_107a | 1.9008
Imports | 5541 | 5541-Solid biofuels (excluding charcoal) | KTOE | MD | 2011 | nrg_107a | 0.01256
Primary production | 3192 | 3192-Additives/Oxygenates | KTOE | DE | 2012 | nrg_110a | 50.7021
Imports | 3192 | 3192-Additives/Oxygenates | KTOE | IT | 2014 | nrg_110a | 4.999
Imports | 3192 | 3192-Additives/Oxygenates | KTOE | FR | 2010 | nrg_110a | 7.3102
Imports | 3192 | 3192-Additives/Oxygenates | KTOE | SK | 2012 | nrg_110a | 0.087923
Primary production | 5541 | 5541-Solid biofuels (excluding charcoal) | KTOE | SE | 2011 | nrg_110a | 374.032
Primary production | 5541 | 5541-Solid biofuels (excluding charcoal) | KTOE | UK | 2014 | nrg_110a | 127.6053
Primary production | 5541 | 5541-Solid biofuels (excluding charcoal) | KTOE | XK | 2013 | nrg_110a | 10.3958
Imports | 5541 | 5541-Solid biofuels (excluding charcoal) | KTOE | CZ | 2014 | nrg_110a | 4.9153
Imports | 5541 | 5541-Solid biofuels (excluding charcoal) | KTOE | HR | 2010 | nrg_110a | 0.096296
Imports | 5541 | 5541-Solid biofuels (excluding charcoal) | KTOE | MT | 2013 | nrg_110a | 0.037681
Imports | 3100 | 3100-Crude oil, feedstocks and other hydrocarbons | KTOE | BE | 2014 | nrg_102a | 1494.7797
Primary production | 3100 | 3100-Crude oil, feedstocks and other hydrocarbons | KTOE | LT | 2013 | nrg_102a | 3.6509
Imports | 3100 | 3100-Crude oil, feedstocks and other hydrocarbons | KTOE | SK | 2010 | nrg_102a | 223.0183
Imports | 3192 | 3192-Additives/Oxygenates | KTOE | BE | 2010 | nrg_102a | 1.1137
Imports | 3192 | 3192-Additives/Oxygenates | KTOE | FR | 2014 | nrg_102a | 3.7807
Imports | 5541 | 5541-Solid biofuels (excluding charcoal) | KTOE | UK | 2011 | nrg_107a | 32.2886
Primary production | 5541 | 5541-Solid biofuels (excluding charcoal) | KTOE | IT | 2013 | nrg_107a | 311.8329
Primary production | 5541 | 5541-Solid biofuels (excluding charcoal) | KTOE | LT | 2014 | nrg_107a | 46.7498
Primary production | 5541 | 5541-Solid biofuels (excluding charcoal) | KTOE | LU | 2014 | nrg_107a | 2.7549
Imports | 5541 | 5541-Solid biofuels (excluding charcoal) | KTOE | FI | 2010 | nrg_107a | 2.3572
Primary production | 3192 | 3192-Additives/Oxygenates | KTOE | NL | 2012 | nrg_110a | 7.3102
Imports | 3192 | 3192-Additives/Oxygenates | KTOE | BE | 2009 | nrg_110a | 1.6538
Primary production | 5541 | 5541-Solid biofuels (excluding charcoal) | KTOE | NO | 2009 | nrg_110a | 44.087
Primary production | 5541 | 5541-Solid biofuels (excluding charcoal) | KTOE | NL | 2013 | nrg_110a | 50.3128
Imports | 5541 | 5541-Solid biofuels (excluding charcoal) | KTOE | BE | 2011 | nrg_110a | 17.2119
Imports | 5541 | 5541-Solid biofuels (excluding charcoal) | KTOE | DK | 2010 | nrg_110a | 35.4789
Imports | 5541 | 5541-Solid biofuels (excluding charcoal) | KTOE | XK | 2011 | nrg_110a | 0.058615
Primary production | 3192 | 3192-Additives/Oxygenates | KTOE | NO | 2009 | nrg_102a | 5.8866
Primary production | 5541 | 5541-Solid biofuels (excluding charcoal) | KTOE | PT | 2013 | nrg_107a | 112.3779
Primary production | 3192 | 3192-Additives/Oxygenates | KTOE | FR | 2011 | nrg_110a | 8.5411
Imports | 3192 | 3192-Additives/Oxygenates | KTOE | SE | 2011 | nrg_110a | 0.041868
Consumption in BKB / PB Plants | 5541 | 5541-Solid biofuels (excluding charcoal) | KTOE | LT | 2011 | nrg_110a | 0.0041868
Primary production | 5541 | 5541-Solid biofuels (excluding charcoal) | KTOE | FR | 2014 | nrg_110a | 379.906
Primary production | 5541 | 5541-Solid biofuels (excluding charcoal) | KTOE | PL | 2010 | nrg_110a | 245.6061
Primary production | 5541 | 5541-Solid biofuels (excluding charcoal) | KTOE | RO | 2011 | nrg_110a | 145.529
Imports | 5541 | 5541-Solid biofuels (excluding charcoal) | KTOE | CY | 2011 | nrg_110a | 0.27633
Imports | 3100 | 3100-Crude oil, feedstocks and other hydrocarbons | KTOE | EL | 2011 | nrg_102a | 780.026
Primary production | 3100 | 3100-Crude oil, feedstocks and other hydrocarbons | KTOE | HU | 2012 | nrg_102a | 40.2393
Primary production | 5546 | 5546-Biogasoline | KTOE | TR | 2014 | nrg_107a | 1.4821
Imports | 3283 | 3283-Bitumen | KTOE | NO | 2009 | nrg_102a | 14.5073
Imports | 5546 | 5546-Biogasoline | KTOE | PL | 2010 | nrg_107a | 3.1527
Imports | 3283 | 3283-Bitumen | KTOE | AT | 2010 | nrg_110a | 14.4612
Imports | 3283 | 3283-Bitumen | KTOE | PL | 2012 | nrg_110a | 13.18
Imports | 3283 | 3283-Bitumen | KTOE | RO | 2011 | nrg_102a | 19.1965
Imports | 5546 | 5546-Biogasoline | KTOE | BG | 2014 | nrg_107a | 0.066989
Imports | 5546 | 5546-Biogasoline | KTOE | SE | 2014 | nrg_107a | 4.9362
Imports | 3283 | 3283-Bitumen | KTOE | CY | 2014 | nrg_110a | 0.84573
Imports | 3283 | 3283-Bitumen | KTOE | EE | 2011 | nrg_102a | 2.9643
Imports | 3283 | 3283-Bitumen | KTOE | MK | 2014 | nrg_102a | 1.6789
Imports | 5546 | 5546-Biogasoline | KTOE | ES | 2013 | nrg_107a | 2.1729
Imports | 3283 | 3283-Bitumen | KTOE | EE | 2010 | nrg_110a | 3.0815
Imports | 3283 | 3283-Bitumen | KTOE | MK | 2012 | nrg_110a | 2.1688
Imports | 3283 | 3283-Bitumen | KTOE | CZ | 2009 | nrg_102a | 10.8103
Imports | 3283 | 3283-Bitumen | KTOE | IS | 2014 | nrg_102a | 0.35169
Imports | 3283 | 3283-Bitumen | KTOE | LU | 2011 | nrg_102a | 0.84573
Imports | 3283 | 3283-Bitumen | KTOE | LT | 2011 | nrg_102a | 2.2232
Imports | 3283 | 3283-Bitumen | KTOE | MT | 2012 | nrg_102a | 0.27214
Primary production | 5546 | 5546-Biogasoline | KTOE | BE | 2012 | nrg_107a | 6.5188
Primary production | 5546 | 5546-Biogasoline | KTOE | DE | 2012 | nrg_107a | 16.4834
Primary production | 5546 | 5546-Biogasoline | KTOE | HU | 2012 | nrg_107a | 6.3932
Primary production | 5546 | 5546-Biogasoline | KTOE | SE | 2011 | nrg_107a | 8.9263
Imports | 3283 | 3283-Bitumen | KTOE | IE | 2011 | nrg_110a | 11.0825
Imports | 3283 | 3283-Bitumen | KTOE | IT | 2014 | nrg_110a | 1.21
Imports | 3283 | 3283-Bitumen | KTOE | IS | 2013 | nrg_110a | 0.27214
Imports | 3283 | 3283-Bitumen | KTOE | LU | 2009 | nrg_110a | 0.80387
Primary production | 5546 | 5546-Biogasoline | KTOE | CZ | 2012 | nrg_110a | 2.7591
Primary production | 5546 | 5546-Biogasoline | KTOE | UK | 2011 | nrg_110a | 0.62802
Imports | 5546 | 5546-Biogasoline | KTOE | CZ | 2011 | nrg_110a | 1.4528
Imports | 5546 | 5546-Biogasoline | KTOE | DE | 2009 | nrg_110a | 11.6016
Imports | 5546 | 5546-Biogasoline | KTOE | FR | 2012 | nrg_110a | 3.2196
Imports | 5546 | 5546-Biogasoline | KTOE | IE | 2012 | nrg_110a | 1.3063
Imports | 5546 | 5546-Biogasoline | KTOE | SK | 2009 | nrg_110a | 0.42705
Imports | 3283 | 3283-Bitumen | KTOE | FI | 2010 | nrg_102a | 4.6013
Imports | 3283 | 3283-Bitumen | KTOE | UK | 2011 | nrg_102a | 6.9417
Primary production | 5546 | 5546-Biogasoline | KTOE | IT | 2011 | nrg_107a | 2.6754
Imports | 5546 | 5546-Biogasoline | KTOE | BE | 2010 | nrg_107a | 0.20097
Imports | 5546 | 5546-Biogasoline | KTOE | FI | 2009 | nrg_107a | 3.1401
Imports | 3283 | 3283-Bitumen | KTOE | DK | 2010 | nrg_110a | 8.876
Imports | 3283 | 3283-Bitumen | KTOE | BG | 2014 | nrg_110a | 3.5044
Imports | 3283 | 3283-Bitumen | KTOE | FI | 2011 | nrg_110a | 3.4332
Imports | 3283 | 3283-Bitumen | KTOE | FR | 2014 | nrg_110a | 43.7981
Imports | 3283 | 3283-Bitumen | KTOE | UK | 2012 | nrg_110a | 8.7755
Imports | 5546 | 5546-Biogasoline | KTOE | AT | 2009 | nrg_110a | 1.771
Imports | 5546 | 5546-Biogasoline | KTOE | DK | 2011 | nrg_110a | 2.1101
Imports | 5546 | 5546-Biogasoline | KTOE | FI | 2012 | nrg_110a | 3.6383
Primary production | 5546 | 5546-Biogasoline | KTOE | SK | 2014 | nrg_110a | 2.2734
Primary production | 5546 | 5546-Biogasoline | KTOE | TR | 2013 | nrg_107a | 0.95878
Imports | 5546 | 5546-Biogasoline | KTOE | PL | 2009 | nrg_107a | 3.6551
Imports | 3283 | 3283-Bitumen | KTOE | AT | 2009 | nrg_110a | 11.744
Imports | 3283 | 3283-Bitumen | KTOE | PL | 2011 | nrg_110a | 14.7794
Imports | 3283 | 3283-Bitumen | KTOE | RO | 2010 | nrg_102a | 15.8931
Imports | 5546 | 5546-Biogasoline | KTOE | BG | 2013 | nrg_107a | 0.025121
Imports | 5546 | 5546-Biogasoline | KTOE | SE | 2013 | nrg_107a | 4.6599
Imports | 3283 | 3283-Bitumen | KTOE | CY | 2013 | nrg_110a | 1.1639
Imports | 3283 | 3283-Bitumen | KTOE | EE | 2009 | nrg_110a | 3.4332
Primary production | 5546 | 5546-Biogasoline | KTOE | LV | 2013 | nrg_110a | 0.071176
Imports | 3283 | 3283-Bitumen | KTOE | EE | 2010 | nrg_102a | 3.0815
Imports | 3283 | 3283-Bitumen | KTOE | MK | 2013 | nrg_102a | 1.9887
Imports | 5546 | 5546-Biogasoline | KTOE | ES | 2012 | nrg_107a | 3.3327
Imports | 5546 | 5546-Biogasoline | KTOE | RO | 2014 | nrg_107a | 1.838
Imports | 3283 | 3283-Bitumen | KTOE | MK | 2011 | nrg_110a | 2.8135
Imports | 5546 | 5546-Biogasoline | KTOE | ES | 2014 | nrg_110a | 0.64895
Imports | 3283 | 3283-Bitumen | KTOE | IS | 2013 | nrg_102a | 0.27214
Imports | 3283 | 3283-Bitumen | KTOE | LT | 2010 | nrg_102a | 1.792
Imports | 3283 | 3283-Bitumen | KTOE | LU | 2010 | nrg_102a | 0.84573
Imports | 3283 | 3283-Bitumen | KTOE | MT | 2011 | nrg_102a | 0.15491
Primary production | 5546 | 5546-Biogasoline | KTOE | BE | 2011 | nrg_107a | 5.5643
Primary production | 5546 | 5546-Biogasoline | KTOE | DE | 2011 | nrg_107a | 14.9678
Primary production | 5546 | 5546-Biogasoline | KTOE | HU | 2011 | nrg_107a | 0.63221
Primary production | 5546 | 5546-Biogasoline | KTOE | SE | 2010 | nrg_107a | 8.5034
Imports | 5546 | 5546-Biogasoline | KTOE | CZ | 2014 | nrg_107a | 1.2225
Primary production | 5510 | 5510-Hydro power | KTOE | FR | 2012 | nrg_107a | 211.379
Primary production | 5510 | 5510-Hydro power | KTOE | MD | 2010 | nrg_107a | 1.4654
Consumption in Coke Ovens | 4210 | 4210-Coke Oven Gas | KTOE | FR | 2012 | nrg_110a | 3.4039
Transformation output from Coke Ovens | 4210 | 4210-Coke Oven Gas | KTOE | HU | 2014 | nrg_110a | 7.599
Transformation output from Coke Ovens | 4210 | 4210-Coke Oven Gas | KTOE | NL | 2011 | nrg_110a | 16.4834
Primary production | 5510 | 5510-Hydro power | KTOE | FR | 2010 | nrg_110a | 225.7648
Primary production | 5550 | 5550-Geothermal Energy | KTOE | FR | 2014 | nrg_110a | 9.1607
Primary production | 5550 | 5550-Geothermal Energy | KTOE | MK | 2011 | nrg_110a | 0.52335
Imports | 3200 | 3200-All petroleum products | KTOE | DE | 2009 | nrg_102a | 1400.0366
Imports | 3200 | 3200-All petroleum products | KTOE | LU | 2011 | nrg_102a | 122.6314
Imports | 3200 | 3200-All petroleum products | KTOE | LV | 2014 | nrg_102a | 98.8629
Imports | 3200 | 3200-All petroleum products | KTOE | LT | 2014 | nrg_102a | 55.5588
Consumption in Oil and gas extraction | 3200 | 3200-All petroleum products | KTOE | PL | 2009 | nrg_102a | 0.38937
Consumption in Oil and gas extraction | 3200 | 3200-All petroleum products | KTOE | RO | 2011 | nrg_102a | 2.9726
Transformation input in Gas Works | 3200 | 3200-All petroleum products | KTOE | ES | 2013 | nrg_102a | 0.69082
Consumption in Coal Mines | 4210 | 4210-Coke Oven Gas | KTOE | PL | 2014 | nrg_103a | 0.11723
Consumption in Coke Ovens | 4210 | 4210-Coke Oven Gas | KTOE | BE | 2013 | nrg_103a | 5.2126
Consumption in Coke Ovens | 4210 | 4210-Coke Oven Gas | KTOE | SE | 2013 | nrg_103a | 3.1443
Primary production | 5510 | 5510-Hydro power | KTOE | BG | 2014 | nrg_107a | 16.5797
Primary production | 5510 | 5510-Hydro power | KTOE | CZ | 2010 | nrg_107a | 10.0399
Primary production | 5510 | 5510-Hydro power | KTOE | EL | 2009 | nrg_107a | 19.3472
Primary production | 5510 | 5510-Hydro power | KTOE | FI | 2010 | nrg_107a | 46.5195
Primary production | 5510 | 5510-Hydro power | KTOE | IS | 2012 | nrg_107a | 44.4136
Primary production | 5510 | 5510-Hydro power | KTOE | UA | 2013 | nrg_107a | 49.6848
Primary production | 5550 | 5550-Geothermal Energy | KTOE | DK | 2009 | nrg_107a | 0.24283
Primary production | 5550 | 5550-Geothermal Energy | KTOE | IS | 2010 | nrg_107a | 155.1963
Primary production | 5550 | 5550-Geothermal Energy | KTOE | HU | 2011 | nrg_107a | 4.371
Primary production | 5550 | 5550-Geothermal Energy | KTOE | RS | 2010 | nrg_107a | 0.22609
Primary production | 5550 | 5550-Geothermal Energy | KTOE | UK | 2009 | nrg_107a | 0.033494
Consumption in Coke Ovens | 4210 | 4210-Coke Oven Gas | KTOE | AT | 2013 | nrg_110a | 1.3272
Consumption in Coke Ovens | 4210 | 4210-Coke Oven Gas | KTOE | IT | 2009 | nrg_110a | 0.20097
Consumption in Coke Ovens | 4210 | 4210-Coke Oven Gas | KTOE | NL | 2013 | nrg_110a | 6.0792
Consumption in Coke Ovens | 4210 | 4210-Coke Oven Gas | KTOE | RO | 2009 | nrg_110a | 1.4319
Primary production | 5510 | 5510-Hydro power | KTOE | CZ | 2012 | nrg_110a | 7.666
Primary production | 5510 | 5510-Hydro power | KTOE | BG | 2014 | nrg_110a | 16.5797
Primary production | 5510 | 5510-Hydro power | KTOE | ES | 2011 | nrg_110a | 110.1463
Primary production | 5510 | 5510-Hydro power | KTOE | FI | 2013 | nrg_110a | 46.2181
Primary production | 5510 | 5510-Hydro power | KTOE | IE | 2010 | nrg_110a | 2.1562
Primary production | 5510 | 5510-Hydro power | KTOE | RS | 2011 | nrg_110a | 31.2
Primary production | 5510 | 5510-Hydro power | KTOE | SE | 2011 | nrg_110a | 239.1626
Primary production | 5510 | 5510-Hydro power | KTOE | UA | 2011 | nrg_110a | 39.4062
Primary production | 5550 | 5550-Geothermal Energy | KTOE | CY | 2011 | nrg_110a | 0.046055
Primary production | 5550 | 5550-Geothermal Energy | KTOE | EL | 2011 | nrg_110a | 0.6657
Transformation output from BKB / PB Plants | 2330 | 2330-Peat products | KTOE | IE | 2011 | nrg_101a | 3.8393
Imports | 3200 | 3200-All petroleum products | KTOE | BG | 2013 | nrg_102a | 78.3392
Imports | 3200 | 3200-All petroleum products | KTOE | SK | 2013 | nrg_102a | 57.3089
Consumption in Coal Mines | 3200 | 3200-All petroleum products | KTOE | CZ | 2014 | nrg_102a | 0.68664
Consumption in Coal Mines | 3200 | 3200-All petroleum products | KTOE | UA | 2012 | nrg_102a | 1.3984
Consumption in Oil and gas extraction | 3200 | 3200-All petroleum products | KTOE | AL | 2011 | nrg_102a | 0.40193
Transformation output from Coke Ovens | 4210 | 4210-Coke Oven Gas | KTOE | BE | 2013 | nrg_103a | 13.1507
Transformation output from Coke Ovens | 4210 | 4210-Coke Oven Gas | KTOE | CZ | 2009 | nrg_103a | 16.7472
Consumption in Coke Ovens | 4210 | 4210-Coke Oven Gas | KTOE | ES | 2013 | nrg_103a | 5.7987
Consumption in Coke Ovens | 4210 | 4210-Coke Oven Gas | KTOE | SK | 2011 | nrg_103a | 1.7794
Consumption in Coke Ovens | 4210 | 4210-Coke Oven Gas | KTOE | TR | 2011 | nrg_103a | 4.0905
Primary production | 5510 | 5510-Hydro power | KTOE | NL | 2011 | nrg_107a | 0.20515
Primary production | 5550 | 5550-Geothermal Energy | KTOE | LT | 2012 | nrg_107a | 0.1591
Consumption in Coal Mines | 2330 | 2330-Peat products | KTOE | UA | 2011 | nrg_110a | 0.041868
Transformation output from BKB / PB Plants | 2330 | 2330-Peat products | KTOE | EE | 2009 | nrg_110a | 0.90016
Consumption in Coke Ovens | 4210 | 4210-Coke Oven Gas | KTOE | FI | 2009 | nrg_110a | 1.8338
Consumption in Coke Ovens | 4210 | 4210-Coke Oven Gas | KTOE | UA | 2009 | nrg_110a | 52.3559
Consumption in Coke Ovens | 4210 | 4210-Coke Oven Gas | KTOE | UK | 2013 | nrg_110a | 11.8026
Transformation output from Coke Ovens | 4210 | 4210-Coke Oven Gas | KTOE | CZ | 2011 | nrg_110a | 18.5433
Primary production | 3100 | 3100-Crude oil, feedstocks and other hydrocarbons | KTOE | MD | 2013 | nrg_102a | 0.33913
Primary production | 3100 | 3100-Crude oil, feedstocks and other hydrocarbons | KTOE | UK | 2010 | nrg_102a | 2664.8228
Primary production | 3100 | 3100-Crude oil, feedstocks and other hydrocarbons | KTOE | UA | 2010 | nrg_102a | 151.9808
Imports | 3192 | 3192-Additives/Oxygenates | KTOE | ES | 2012 | nrg_102a | 0.25539
Imports | 3192 | 3192-Additives/Oxygenates | KTOE | EL | 2010 | nrg_102a | 4.9153
Imports | 3192 | 3192-Additives/Oxygenates | KTOE | PT | 2013 | nrg_102a | 3.7011
Imports | 5541 | 5541-Solid biofuels (excluding charcoal) | KTOE | MK | 2013 | nrg_107a | 0.36006
Imports | 5541 | 5541-Solid biofuels (excluding charcoal) | KTOE | RO | 2012 | nrg_107a | 2.2106
Primary production | 5541 | 5541-Solid biofuels (excluding charcoal) | KTOE | MD | 2013 | nrg_107a | 11.2123
Primary production | 5541 | 5541-Solid biofuels (excluding charcoal) | KTOE | UK | 2010 | nrg_107a | 82.0362
Imports | 5541 | 5541-Solid biofuels (excluding charcoal) | KTOE | EL | 2010 | nrg_107a | 4.1868
Imports | 5541 | 5541-Solid biofuels (excluding charcoal) | KTOE | ME | 2014 | nrg_107a | 0.079549
Primary production | 3192 | 3192-Additives/Oxygenates | KTOE | UA | 2012 | nrg_110a | 3.3494
Primary production | 5541 | 5541-Solid biofuels (excluding charcoal) | KTOE | AL | 2012 | nrg_110a | 8.6457
Primary production | 5541 | 5541-Solid biofuels (excluding charcoal) | KTOE | AT | 2010 | nrg_110a | 188.4227
Primary production | 5541 | 5541-Solid biofuels (excluding charcoal) | KTOE | MK | 2012 | nrg_110a | 7.4441
Primary production | 5541 | 5541-Solid biofuels (excluding charcoal) | KTOE | UK | 2009 | nrg_110a | 73.2062
Imports | 5541 | 5541-Solid biofuels (excluding charcoal) | KTOE | ES | 2014 | nrg_110a | 12.4641
Imports | 5541 | 5541-Solid biofuels (excluding charcoal) | KTOE | ME | 2014 | nrg_110a | 0.079549
Imports | 3100 | 3100-Crude oil, feedstocks and other hydrocarbons | KTOE | FR | 2009 | nrg_102a | 3062.5228
Imports | 3100 | 3100-Crude oil, feedstocks and other hydrocarbons | KTOE | HR | 2012 | nrg_102a | 120.2868
Imports | 3100 | 3100-Crude oil, feedstocks and other hydrocarbons | KTOE | IT | 2013 | nrg_102a | 2825.4871
Primary production | 3100 | 3100-Crude oil, feedstocks and other hydrocarbons | KTOE | DE | 2011 | nrg_102a | 163.3941
Primary production | 3100 | 3100-Crude oil, feedstocks and other hydrocarbons | KTOE | DK | 2010 | nrg_102a | 504.0321
Primary production | 3100 | 3100-Crude oil, feedstocks and other hydrocarbons | KTOE | CZ | 2012 | nrg_102a | 13.1591
Primary production | 3100 | 3100-Crude oil, feedstocks and other hydrocarbons | KTOE | ES | 2012 | nrg_102a | 5.9578
Primary production | 3100 | 3100-Crude oil, feedstocks and other hydrocarbons | KTOE | RS | 2009 | nrg_102a | 28.9852
Primary production | 3192 | 3192-Additives/Oxygenates | KTOE | DE | 2013 | nrg_102a | 48.324
Imports | 3192 | 3192-Additives/Oxygenates | KTOE | IT | 2013 | nrg_102a | 5.2754
Imports | 3192 | 3192-Additives/Oxygenates | KTOE | LT | 2014 | nrg_102a | 1.6329
Imports | 3192 | 3192-Additives/Oxygenates | KTOE | UA | 2012 | nrg_102a | 2.219
Imports | 5541 | 5541-Solid biofuels (excluding charcoal) | KTOE | NL | 2010 | nrg_107a | 23.153
Primary production | 5541 | 5541-Solid biofuels (excluding charcoal) | KTOE | BE | 2009 | nrg_107a | 42.2783
Primary production | 5541 | 5541-Solid biofuels (excluding charcoal) | KTOE | DK | 2009 | nrg_107a | 61.2026
Imports | 5541 | 5541-Solid biofuels (excluding charcoal) | KTOE | HU | 2009 | nrg_107a | 0.78293
Imports | 5541 | 5541-Solid biofuels (excluding charcoal) | KTOE | IE | 2011 | nrg_107a | 0.5401
Imports | 5541 | 5541-Solid biofuels (excluding charcoal) | KTOE | LT | 2012 | nrg_107a | 4.6222
Primary production | 3192 | 3192-Additives/Oxygenates | KTOE | CZ | 2014 | nrg_110a | 4.5427
Primary production | 3192 | 3192-Additives/Oxygenates | KTOE | RS | 2011 | nrg_110a | 0.45636
Imports | 3192 | 3192-Additives/Oxygenates | KTOE | IT | 2009 | nrg_110a | 6.5816
Imports | 3192 | 3192-Additives/Oxygenates | KTOE | NL | 2012 | nrg_110a | 21.1224
Primary production | 5541 | 5541-Solid biofuels (excluding charcoal) | KTOE | CZ | 2012 | nrg_110a | 90.1376
Primary production | 5541 | 5541-Solid biofuels (excluding charcoal) | KTOE | DK | 2011 | nrg_110a | 63.1076
Primary production | 5541 | 5541-Solid biofuels (excluding charcoal) | KTOE | FI | 2013 | nrg_110a | 338.3604
Primary production | 5541 | 5541-Solid biofuels (excluding charcoal) | KTOE | ES | 2010 | nrg_110a | 195.3393
Primary production | 5541 | 5541-Solid biofuels (excluding charcoal) | KTOE | IT | 2013 | nrg_110a | 311.8329
Primary production | 5541 | 5541-Solid biofuels (excluding charcoal) | KTOE | SI | 2014 | nrg_110a | 23.4419
Imports | 5541 | 5541-Solid biofuels (excluding charcoal) | KTOE | CZ | 2009 | nrg_110a | 1.5826
Imports | 5541 | 5541-Solid biofuels (excluding charcoal) | KTOE | IT | 2013 | nrg_110a | 59.0716
Imports | 5541 | 5541-Solid biofuels (excluding charcoal) | KTOE | IE | 2014 | nrg_110a | 1.7585
Imports | 5541 | 5541-Solid biofuels (excluding charcoal) | KTOE | HU | 2010 | nrg_110a | 2.1729
Imports | 5541 | 5541-Solid biofuels (excluding charcoal) | KTOE | MD | 2011 | nrg_110a | 0.01256
Imports | 5541 | 5541-Solid biofuels (excluding charcoal) | KTOE | NL | 2012 | nrg_110a | 18.9453
Imports | 3100 | 3100-Crude oil, feedstocks and other hydrocarbons | KTOE | BE | 2009 | nrg_102a | 1385.5461
Primary production | 3192 | 3192-Additives/Oxygenates | KTOE | IT | 2012 | nrg_102a | 9.772
Imports | 3192 | 3192-Additives/Oxygenates | KTOE | FR | 2009 | nrg_102a | 8.1601
Imports | 3192 | 3192-Additives/Oxygenates | KTOE | SK | 2012 | nrg_102a | 0.087923
Imports | 3192 | 3192-Additives/Oxygenates | KTOE | UK | 2014 | nrg_102a | 3.4332
Primary production | 5548 | 5548-Other liquid biofuels | KTOE | SE | 2010 | nrg_110a | 10.1027
Primary production | 3106 | 3106-Natural gas liquids (NGL) | KTOE | NL | 2013 | nrg_102a | 17.4673
Imports | 3106 | 3106-Natural gas liquids (NGL) | KTOE | UA | 2012 | nrg_102a | 1.0467
Imports | 3295 | 3295-Other Oil Products | KTOE | FR | 2009 | nrg_102a | 10.199
Primary production | 5542 | 5542-Biogas | KTOE | NL | 2010 | nrg_107a | 11.9826
Imports | 3106 | 3106-Natural gas liquids (NGL) | KTOE | FI | 2013 | nrg_110a | 30.2706
Imports | 3295 | 3295-Other Oil Products | KTOE | AT | 2014 | nrg_110a | 1.1304
Imports | 3295 | 3295-Other Oil Products | KTOE | UA | 2012 | nrg_110a | 5.4387
Primary production | 5542 | 5542-Biogas | KTOE | MT | 2014 | nrg_110a | 0.066989
Primary production | 5548 | 5548-Other liquid biofuels | KTOE | NO | 2013 | nrg_110a | 0.25958
Primary production | 5542 | 5542-Biogas | KTOE | TR | 2014 | nrg_110a | 9.7427
Imports | 3295 | 3295-Other Oil Products | KTOE | NO | 2012 | nrg_102a | 0.43961
Imports | 3295 | 3295-Other Oil Products | KTOE | AT | 2013 | nrg_102a | 0.79549
Imports | 5548 | 5548-Other liquid biofuels | KTOE | NO | 2012 | nrg_107a | 0.12142
Imports | 3106 | 3106-Natural gas liquids (NGL) | KTOE | AT | 2011 | nrg_110a | 4.8023
Imports | 3295 | 3295-Other Oil Products | KTOE | AL | 2013 | nrg_110a | 6.3597
Imports | 3295 | 3295-Other Oil Products | KTOE | PL | 2012 | nrg_110a | 4.8651
Imports | 3106 | 3106-Natural gas liquids (NGL) | KTOE | RS | 2014 | nrg_102a | 2.7591
Primary production | 5548 | 5548-Other liquid biofuels | KTOE | PT | 2013 | nrg_107a | 0.41031
Primary production | 3106 | 3106-Natural gas liquids (NGL) | KTOE | RO | 2011 | nrg_110a | 7.2683
Primary production | 5542 | 5542-Biogas | KTOE | PT | 2013 | nrg_110a | 2.7633
Primary production | 3106 | 3106-Natural gas liquids (NGL) | KTOE | HR | 2012 | nrg_102a | 2.9936
Imports | 3295 | 3295-Other Oil Products | KTOE | ME | 2012 | nrg_102a | 0.041868
Primary production | 5542 | 5542-Biogas | KTOE | LV | 2014 | nrg_107a | 3.1359
Primary production | 3106 | 3106-Natural gas liquids (NGL) | KTOE | HU | 2012 | nrg_110a | 13.2889
Imports | 3295 | 3295-Other Oil Products | KTOE | EL | 2013 | nrg_110a | 0.041868
Imports | 3295 | 3295-Other Oil Products | KTOE | ES | 2012 | nrg_110a | 24.3211
Primary production | 3106 | 3106-Natural gas liquids (NGL) | KTOE | HU | 2011 | nrg_102a | 12.3427
Primary production | 3106 | 3106-Natural gas liquids (NGL) | KTOE | RO | 2013 | nrg_102a | 4.3543
Primary production | 3106 | 3106-Natural gas liquids (NGL) | KTOE | RS | 2014 | nrg_102a | 1.658
Primary production | 3106 | 3106-Natural gas liquids (NGL) | KTOE | UA | 2009 | nrg_102a | 44.2587
Imports | 3106 | 3106-Natural gas liquids (NGL) | KTOE | HU | 2009 | nrg_102a | 5.0744
Imports | 3295 | 3295-Other Oil Products | KTOE | LV | 2009 | nrg_102a | 0.78712
Primary production | 5542 | 5542-Biogas | KTOE | CZ | 2011 | nrg_107a | 10.4586
Primary production | 5542 | 5542-Biogas | KTOE | FI | 2010 | nrg_107a | 1.6915
Primary production | 5542 | 5542-Biogas | KTOE | IS | 2009 | nrg_107a | 0.016747
Primary production | 5542 | 5542-Biogas | KTOE | HU | 2010 | nrg_107a | 1.5156
Primary production | 5542 | 5542-Biogas | KTOE | SE | 2014 | nrg_107a | 6.4226
Primary production | 5548 | 5548-Other liquid biofuels | KTOE | DE | 2011 | nrg_107a | 5.1456
Primary production | 5548 | 5548-Other liquid biofuels | KTOE | SE | 2012 | nrg_107a | 4.505
Primary production | 3106 | 3106-Natural gas liquids (NGL) | KTOE | UK | 2009 | nrg_110a | 243.8016
Imports | 3106 | 3106-Natural gas liquids (NGL) | KTOE | NL | 2010 | nrg_110a | 392.0394
Imports | 3106 | 3106-Natural gas liquids (NGL) | KTOE | HU | 2009 | nrg_110a | 5.0744
Imports | 3295 | 3295-Other Oil Products | KTOE | HR | 2010 | nrg_110a | 0.12142
Imports | 3295 | 3295-Other Oil Products | KTOE | MD | 2013 | nrg_110a | 0.041868
Imports | 3295 | 3295-Other Oil Products | KTOE | LV | 2009 | nrg_110a | 0.78712
Imports | 3295 | 3295-Other Oil Products | KTOE | NL | 2012 | nrg_110a | 24.7189
Imports | 3295 | 3295-Other Oil Products | KTOE | TR | 2014 | nrg_110a | 1.4863
Primary production | 5542 | 5542-Biogas | KTOE | CY | 2013 | nrg_110a | 0.46473
Primary production | 5542 | 5542-Biogas | KTOE | CZ | 2014 | nrg_110a | 25.4557
Primary production | 5542 | 5542-Biogas | KTOE | ES | 2012 | nrg_110a | 12.1794
Primary production | 5542 | 5542-Biogas | KTOE | SE | 2014 | nrg_110a | 6.4226
Primary production | 5548 | 5548-Other liquid biofuels | KTOE | DK | 2010 | nrg_110a | 1.9259
Primary production | 5548 | 5548-Other liquid biofuels | KTOE | DE | 2013 | nrg_110a | 3.4583
Primary production | 3106 | 3106-Natural gas liquids (NGL) | KTOE | NL | 2009 | nrg_102a | 17.2496
Primary production | 5542 | 5542-Biogas | KTOE | LT | 2011 | nrg_107a | 0.46473
Primary production | 5542 | 5542-Biogas | KTOE | NO | 2011 | nrg_107a | 1.2351
Primary production | 3106 | 3106-Natural gas liquids (NGL) | KTOE | NO | 2011 | nrg_110a | 371.2519
Imports | 3106 | 3106-Natural gas liquids (NGL) | KTOE | FI | 2009 | nrg_110a | 32.2509
Imports | 3106 | 3106-Natural gas liquids (NGL) | KTOE | UK | 2012 | nrg_110a | 71.4436
Imports | 3295 | 3295-Other Oil Products | KTOE | AT | 2010 | nrg_110a | 1.3775
Imports | 3295 | 3295-Other Oil Products | KTOE | FI | 2011 | nrg_110a | 15.3153
Imports | 3295 | 3295-Other Oil Products | KTOE | UK | 2012 | nrg_110a | 5.5643
Primary production | 5542 | 5542-Biogas | KTOE | LU | 2011 | nrg_110a | 0.51079
Primary production | 5542 | 5542-Biogas | KTOE | LV | 2013 | nrg_110a | 2.6963
Primary production | 5542 | 5542-Biogas | KTOE | MT | 2010 | nrg_110a | 0.0041868
Consumption in Oil and gas extraction | 4000 | 4000-Gas | KTOE | RO | 2009 | nrg_103a | 10.9317
Consumption in Coke Ovens | 4000 | 4000-Gas | KTOE | SE | 2010 | nrg_103a | 4.1784
Consumption in Pipeline transport | 4000 | 4000-Gas | KTOE | AT | 2010 | nrg_103a | 5.7192
Primary production | 4100 | 4100-Natural gas | KTOE | ES | 2012 | nrg_103a | 2.1688
Primary production | 4100 | 4100-Natural gas | KTOE | RO | 2013 | nrg_103a | 360.069
Primary production | 4100 | 4100-Natural gas | KTOE | UA | 2012 | nrg_103a | 645.1398
Imports | 4100 | 4100-Natural gas | KTOE | CZ | 2012 | nrg_103a | 255.7088
Imports | 4100 | 4100-Natural gas | KTOE | DE | 2013 | nrg_103a | 3430.9235
Imports | 4100 | 4100-Natural gas | KTOE | IT | 2009 | nrg_103a | 2374.5897
Imports | 4100 | 4100-Natural gas | KTOE | SK | 2013 | nrg_103a | 182.4566
Transformation input in Coke Ovens | 4100 | 4100-Natural gas | KTOE | UK | 2011 | nrg_103a | 0.19259
Consumption in Oil and gas extraction | 4100 | 4100-Natural gas | KTOE | PL | 2010 | nrg_103a | 7.0631
Consumption in Pipeline transport | 4100 | 4100-Natural gas | KTOE | AT | 2012 | nrg_103a | 7.105
Primary production | 4000 | 4000-Gas | KTOE | DK | 2009 | nrg_103a | 314.9102
Primary production | 4000 | 4000-Gas | KTOE | CZ | 2011 | nrg_103a | 7.9298
Primary production | 4000 | 4000-Gas | KTOE | HU | 2012 | nrg_103a | 74.0268
Primary production | 4000 | 4000-Gas | KTOE | IE | 2009 | nrg_103a | 10.1572
Imports | 4000 | 4000-Gas | KTOE | CZ | 2010 | nrg_103a | 292.0879
Imports | 4000 | 4000-Gas | KTOE | IE | 2011 | nrg_103a | 165.5335
Imports | 4000 | 4000-Gas | KTOE | HR | 2013 | nrg_103a | 43.1952
Imports | 4000 | 4000-Gas | KTOE | SK | 2014 | nrg_103a | 165.6424
Primary production | 5100 | 5100-Nuclear heat | KTOE | BE | 2009 | nrg_104a | 509.9983
Primary production | 5100 | 5100-Nuclear heat | KTOE | BG | 2010 | nrg_104a | 165.634
Primary production | 5100 | 5100-Nuclear heat | KTOE | UK | 2012 | nrg_104a | 760.3731
Imports | 7200 | 7200-Waste (non-renewable) | KTOE | LV | 2012 | nrg_108a | 2.3153
Primary production | 7200 | 7200-Waste (non-renewable) | KTOE | CY | 2009 | nrg_108a | 0.27633
Primary production | 7200 | 7200-Waste (non-renewable) | KTOE | DK | 2013 | nrg_108a | 16.8602
Primary production | 7200 | 7200-Waste (non-renewable) | KTOE | EL | 2014 | nrg_108a | 0.86667
Primary production | 7200 | 7200-Waste (non-renewable) | KTOE | IE | 2013 | nrg_108a | 2.42
Primary production | 7200 | 7200-Waste (non-renewable) | KTOE | IT | 2009 | nrg_108a | 33.5949
Primary production | 2210 | 2210-Lignite/Brown Coal | KTOE | DE | 2011 | nrg_110a | 1595.2252
Consumption in BKB / PB Plants | 2210 | 2210-Lignite/Brown Coal | KTOE | DE | 2012 | nrg_110a | 10.8187
Transformation input in Gas Works | 2210 | 2210-Lignite/Brown Coal | KTOE | CZ | 2009 | nrg_110a | 19.0164
Imports | 2210 | 2210-Lignite/Brown Coal | KTOE | DE | 2009 | nrg_110a | 0.17585
Imports | 2210 | 2210-Lignite/Brown Coal | KTOE | IT | 2011 | nrg_110a | 0.054428
Primary production | 3105 | 3105-Crude oil (without NGL) | KTOE | IT | 2013 | nrg_110a | 234.4022
Primary production | 3105 | 3105-Crude oil (without NGL) | KTOE | RS | 2009 | nrg_110a | 28.24
Primary production | 3105 | 3105-Crude oil (without NGL) | KTOE | UK | 2012 | nrg_110a | 1810.4519
Imports | 3105 | 3105-Crude oil (without NGL) | KTOE | CZ | 2014 | nrg_110a | 314.4915
Imports | 3105 | 3105-Crude oil (without NGL) | KTOE | HU | 2012 | nrg_110a | 203.4492
Imports | 3105 | 3105-Crude oil (without NGL) | KTOE | FR | 2013 | nrg_110a | 2364.3446
Imports | 3270A | 3270A-Total fuel oil | KTOE | LT | 2012 | nrg_110a | 6.2007
Imports | 3270A | 3270A-Total fuel oil | KTOE | IT | 2013 | nrg_110a | 21.5202
Imports | 3270A | 3270A-Total fuel oil | KTOE | NL | 2014 | nrg_110a | 1403.2395
Primary production | 4000 | 4000-Gas | KTOE | EL | 2014 | nrg_110a | 0.22609
Primary production | 4000 | 4000-Gas | KTOE | HU | 2010 | nrg_110a | 93.5708
Primary production | 4000 | 4000-Gas | KTOE | UK | 2010 | nrg_110a | 2154.8706
Primary production | 4000 | 4000-Gas | KTOE | UA | 2013 | nrg_110a | 670.9891
Imports | 4000 | 4000-Gas | KTOE | DE | 2012 | nrg_110a | 3101.9248
Imports | 4000 | 4000-Gas | KTOE | HR | 2010 | nrg_110a | 36.3665
Imports | 4000 | 4000-Gas | KTOE | NL | 2009 | nrg_110a | 770.1995
Imports | 4000 | 4000-Gas | KTOE | SK | 2012 | nrg_110a | 165.7722
Transformation input in Gas Works | 4000 | 4000-Gas | KTOE | HR | 2009 | nrg_110a | 0.1256
Consumption in Oil and gas extraction | 4000 | 4000-Gas | KTOE | NL | 2012 | nrg_110a | 27.3566
Consumption in Oil and gas extraction | 4000 | 4000-Gas | KTOE | RS | 2014 | nrg_110a | 2.6293
Consumption in Coke Ovens | 4000 | 4000-Gas | KTOE | CZ | 2014 | nrg_110a | 2.7424
Consumption in Coke Ovens | 4000 | 4000-Gas | KTOE | PL | 2011 | nrg_110a | 41.0097
Consumption in Coke Ovens | 4000 | 4000-Gas | KTOE | SE | 2012 | nrg_110a | 4.1575
Consumption in Coke Ovens | 4000 | 4000-Gas | KTOE | RO | 2010 | nrg_110a | 0.01256
Consumption in Gas Works | 4000 | 4000-Gas | KTOE | PL | 2010 | nrg_110a | 0.01256
Consumption in Pipeline transport | 4000 | 4000-Gas | KTOE | BE | 2012 | nrg_110a | 1.8966
Consumption in Pipeline transport | 4000 | 4000-Gas | KTOE | AT | 2014 | nrg_110a | 9.0812
Primary production | 4100 | 4100-Natural gas | KTOE | CZ | 2014 | nrg_110a | 8.8718
Imports | 4100 | 4100-Natural gas | KTOE | ES | 2014 | nrg_110a | 1325.3357
Imports | 4100 | 4100-Natural gas | KTOE | MK | 2014 | nrg_110a | 4.6473
Consumption in Coal Mines | 4100 | 4100-Natural gas | KTOE | PL | 2010 | nrg_110a | 0.70338
Consumption in Pipeline transport | 4100 | 4100-Natural gas | KTOE | DE | 2010 | nrg_110a | 15.173
Transformation output from Coke Ovens | 4210 | 4210-Coke Oven Gas | KTOE | UA | 2009 | nrg_110a | 127.9988
Primary production | 5510 | 5510-Hydro power | KTOE | MK | 2010 | nrg_110a | 8.7504
Primary production | 5510 | 5510-Hydro power | KTOE | NL | 2009 | nrg_110a | 0.35169
Primary production | 5550 | 5550-Geothermal Energy | KTOE | NL | 2013 | nrg_110a | 0.99227
Primary production | 5550 | 5550-Geothermal Energy | KTOE | SI | 2010 | nrg_110a | 1.1597
Primary production | 5550 | 5550-Geothermal Energy | KTOE | SI | 2012 | nrg_107a | 1.2184
Primary production | 5510 | 5510-Hydro power | KTOE | SI | 2013 | nrg_110a | 16.6635
Primary production | 5550 | 5550-Geothermal Energy | KTOE | SK | 2010 | nrg_110a | 0.3475
Primary production | 5550 | 5550-Geothermal Energy | KTOE | TR | 2011 | nrg_110a | 86.2397
Primary production | 5510 | 5510-Hydro power | KTOE | TR | 2009 | nrg_107a | 129.4475
Primary production | 5510 | 5510-Hydro power | KTOE | TR | 2014 | nrg_110a | 146.3203
Imports | 3200 | 3200-All petroleum products | KTOE | AL | 2012 | nrg_102a | 41.4954
Imports | 3200 | 3200-All petroleum products | KTOE | NO | 2011 | nrg_102a | 178.9899
Imports | 3200 | 3200-All petroleum products | KTOE | PL | 2013 | nrg_102a | 190.6208
Consumption in Pipeline transport | 3200 | 3200-All petroleum products | KTOE | PL | 2013 | nrg_102a | 0.041868
Primary production | 5510 | 5510-Hydro power | KTOE | HR | 2011 | nrg_107a | 18.1205
Primary production | 5510 | 5510-Hydro power | KTOE | PT | 2013 | nrg_107a | 49.4294
Primary production | 5510 | 5510-Hydro power | KTOE | HR | 2014 | nrg_110a | 32.4268
Primary production | 5550 | 5550-Geothermal Energy | KTOE | FR | 2009 | nrg_110a | 6.6151
Primary production | 5550 | 5550-Geothermal Energy | KTOE | HR | 2013 | nrg_110a | 0.2847
Imports | 3200 | 3200-All petroleum products | KTOE | EL | 2013 | nrg_102a | 149.787
Imports | 3200 | 3200-All petroleum products | KTOE | EE | 2011 | nrg_102a | 48.3199
Imports | 3200 | 3200-All petroleum products | KTOE | MK | 2009 | nrg_102a | 15.2902
Imports | 3200 | 3200-All petroleum products | KTOE | MT | 2013 | nrg_102a | 95.5218
Transformation input in Coke Ovens | 3200 | 3200-All petroleum products | KTOE | HU | 2009 | nrg_102a | 0.49404
Transformation input in Coke Ovens | 3200 | 3200-All petroleum products | KTOE | SE | 2012 | nrg_102a | 0.79968
Consumption in Coal Mines | 3200 | 3200-All petroleum products | KTOE | EE | 2009 | nrg_102a | 0.59034
Transformation output from Coke Ovens | 4210 | 4210-Coke Oven Gas | KTOE | FR | 2011 | nrg_103a | 19.3974
Primary production | 5510 | 5510-Hydro power | KTOE | AL | 2013 | nrg_107a | 25.0538
Primary production | 5510 | 5510-Hydro power | KTOE | AT | 2012 | nrg_107a | 157.7293
Primary production | 5510 | 5510-Hydro power | KTOE | MK | 2012 | nrg_107a | 3.7472
Primary production | 5510 | 5510-Hydro power | KTOE | XK | 2012 | nrg_107a | 0.3475
Primary production | 5550 | 5550-Geothermal Energy | KTOE | MK | 2014 | nrg_107a | 0.36006
Consumption in Coke Ovens | 4210 | 4210-Coke Oven Gas | KTOE | DE | 2013 | nrg_110a | 6.1672
Transformation output from Coke Ovens | 4210 | 4210-Coke Oven Gas | KTOE | FR | 2013 | nrg_110a | 21.8677
Transformation output from Coke Ovens | 4210 | 4210-Coke Oven Gas | KTOE | HU | 2009 | nrg_110a | 5.8364
Consumption in Coal Mines | 4210 | 4210-Coke Oven Gas | KTOE | PL | 2014 | nrg_110a | 0.11723
Primary production | 5510 | 5510-Hydro power | KTOE | AL | 2014 | nrg_110a | 17.0068
Primary production | 5510 | 5510-Hydro power | KTOE | LV | 2014 | nrg_110a | 7.1804
Primary production | 5510 | 5510-Hydro power | KTOE | UK | 2012 | nrg_110a | 19.029
Primary production | 5550 | 5550-Geothermal Energy | KTOE | AT | 2014 | nrg_110a | 1.3691
Imports | 2330 | 2330-Peat products | KTOE | LT | 2010 | nrg_101a | 1.0383
Consumption in BKB / PB Plants | 2330 | 2330-Peat products | KTOE | UA | 2010 | nrg_101a | 0.020934
Imports | 3200 | 3200-All petroleum products | KTOE | HR | 2011 | nrg_102a | 59.0716
Imports | 3200 | 3200-All petroleum products | KTOE | LV | 2009 | nrg_102a | 84.3766
Imports | 3200 | 3200-All petroleum products | KTOE | LT | 2009 | nrg_102a | 19.9166
Consumption in Oil and gas extraction | 3200 | 3200-All petroleum products | KTOE | LT | 2012 | nrg_102a | 0.041868
Consumption in Oil and gas extraction | 3200 | 3200-All petroleum products | KTOE | NO | 2010 | nrg_102a | 8.6248
Consumption in Oil and gas extraction | 3200 | 3200-All petroleum products | KTOE | NL | 2014 | nrg_102a | 0.17166
Consumption in Coal Mines | 3200 | 3200-All petroleum products | KTOE | PL | 2011 | nrg_102a | 0.93784
Consumption in Coke Ovens | 3200 | 3200-All petroleum products | KTOE | BE | 2010 | nrg_102a | 0.041868
Consumption in Coal Mines | 4210 | 4210-Coke Oven Gas | KTOE | PL | 2009 | nrg_103a | 0.1256
Consumption in Coke Ovens | 4210 | 4210-Coke Oven Gas | KTOE | CZ | 2014 | nrg_103a | 2.7424
Consumption in Coke Ovens | 4210 | 4210-Coke Oven Gas | KTOE | PL | 2014 | nrg_103a | 40.1765
Primary production | 5510 | 5510-Hydro power | KTOE | BG | 2009 | nrg_107a | 12.4934
Primary production | 5510 | 5510-Hydro power | KTOE | DK | 2014 | nrg_107a | 0.054428
Primary production | 5510 | 5510-Hydro power | KTOE | IT | 2011 | nrg_107a | 164.9641
Primary production | 5510 | 5510-Hydro power | KTOE | SE | 2012 | nrg_107a | 284.1539
Primary production | 5510 | 5510-Hydro power | KTOE | RS | 2013 | nrg_107a | 36.7308
Primary production | 5550 | 5550-Geothermal Energy | KTOE | EL | 2014 | nrg_107a | 0.48986
Primary production | 5550 | 5550-Geothermal Energy | KTOE | ES | 2012 | nrg_107a | 0.73688
Imports | 2330 | 2330-Peat products | KTOE | LT | 2013 | nrg_110a | 1.7208
Consumption in Coke Ovens | 4210 | 4210-Coke Oven Gas | KTOE | SE | 2014 | nrg_110a | 3.1736
Primary production | 5534 | 5534-Solar photovoltaic | KTOE | BE | 2012 | nrg_107a | 7.733
Primary production | 5534 | 5534-Solar photovoltaic | KTOE | FR | 2014 | nrg_107a | 21.2731
Primary production | 5534 | 5534-Solar photovoltaic | KTOE | HU | 2012 | nrg_107a | 0.029308
Primary production | 5535 | 5535-Tide, Wave and Ocean | KTOE | FR | 2010 | nrg_107a | 1.7124
Primary production | 55431 | 55431-Municipal waste (renewable) | KTOE | BE | 2014 | nrg_107a | 14.5952
Primary production | 55431 | 55431-Municipal waste (renewable) | KTOE | FR | 2010 | nrg_107a | 50.2625
Primary production | 55431 | 55431-Municipal waste (renewable) | KTOE | HU | 2014 | nrg_107a | 1.8254
Imports | 5545 | 5545-Liquid biofuels | KTOE | ES | 2010 | nrg_107a | 34.5411
Imports | 5545 | 5545-Liquid biofuels | KTOE | EL | 2011 | nrg_107a | 0.49404
Imports | 5545 | 5545-Liquid biofuels | KTOE | RO | 2009 | nrg_107a | 2.9684
Primary production | 5545 | 5545-Liquid biofuels | KTOE | FI | 2010 | nrg_107a | 13.2805
Primary production | 5545 | 5545-Liquid biofuels | KTOE | FR | 2013 | nrg_107a | 101.2787
Transformation output from Coke Ovens | 2130 | 2130-Coal Tar | KTOE | HU | 2013 | nrg_110a | 2.0348
Transformation output from Coke Ovens | 2130 | 2130-Coal Tar | KTOE | NL | 2010 | nrg_110a | 3.7681
Transformation output from Coke Ovens | 2130 | 2130-Coal Tar | KTOE | SK | 2014 | nrg_110a | 2.1101
Imports | 3244 | 3244-Other kerosene | KTOE | RO | 2014 | nrg_110a | 0.12979
Primary production | 5534 | 5534-Solar photovoltaic | KTOE | HU | 2009 | nrg_110a | 0.0041868
Imports | 2130 | 2130-Coal Tar | KTOE | NL | 2013 | nrg_101a | 1.0928
Imports | 2130 | 2130-Coal Tar | KTOE | UA | 2010 | nrg_101a | 0.75362
Primary production | 2200 | 2200-Lignite and Derivatives | KTOE | EL | 2010 | nrg_101a | 306.2812
Primary production | 2200 | 2200-Lignite and Derivatives | KTOE | SI | 2012 | nrg_101a | 45.7701
Primary production | 2200 | 2200-Lignite and Derivatives | KTOE | RS | 2013 | nrg_101a | 321.1652
Consumption in Coal Mines | 2200 | 2200-Lignite and Derivatives | KTOE | DE | 2009 | nrg_101a | 0.30145
Consumption in Coal Mines | 2200 | 2200-Lignite and Derivatives | KTOE | TR | 2010 | nrg_101a | 1.1472
Imports | 3244 | 3244-Other kerosene | KTOE | DE | 2010 | nrg_102a | 0.90016
Imports | 3244 | 3244-Other kerosene | KTOE | HR | 2014 | nrg_102a | 0.087923
Imports | 3244 | 3244-Other kerosene | KTOE | FR | 2009 | nrg_102a | 9.6338
Imports | 3244 | 3244-Other kerosene | KTOE | IT | 2013 | nrg_102a | 24.296
Imports | 3244 | 3244-Other kerosene | KTOE | LU | 2013 | nrg_102a | 0.041868
Imports | 3244 | 3244-Other kerosene | KTOE | NL | 2013 | nrg_102a | 9.9143
Imports | 3244 | 3244-Other kerosene | KTOE | SK | 2010 | nrg_102a | 0.087923
Primary production | 5534 | 5534-Solar photovoltaic | KTOE | BG | 2011 | nrg_107a | 0.36425
Primary production | 5534 | 5534-Solar photovoltaic | KTOE | DK | 2011 | nrg_107a | 0.054428
Primary production | 5534 | 5534-Solar photovoltaic | KTOE | EL | 2012 | nrg_107a | 6.1002
Primary production | 5534 | 5534-Solar photovoltaic | KTOE | IE | 2013 | nrg_107a | 0.0041868
Primary production | 5534 | 5534-Solar photovoltaic | KTOE | IT | 2013 | nrg_107a | 77.7196
Primary production | 5534 | 5534-Solar photovoltaic | KTOE | UK | 2009 | nrg_107a | 0.071176
Primary production | 55431 | 55431-Municipal waste (renewable) | KTOE | BG | 2013 | nrg_107a | 0.64477
Primary production | 55431 | 55431-Municipal waste (renewable) | KTOE | DE | 2009 | nrg_107a | 88.241
Primary production | 55431 | 55431-Municipal waste (renewable) | KTOE | DK | 2013 | nrg_107a | 20.6074
Primary production | 55431 | 55431-Municipal waste (renewable) | KTOE | FI | 2009 | nrg_107a | 5.6019
Primary production | 55431 | 55431-Municipal waste (renewable) | KTOE | SE | 2014 | nrg_107a | 35.9102
Primary production | 55431 | 55431-Municipal waste (renewable) | KTOE | UK | 2011 | nrg_107a | 20.8168
Imports | 5545 | 5545-Liquid biofuels | KTOE | CZ | 2012 | nrg_107a | 4.7353
Imports | 5545 | 5545-Liquid biofuels | KTOE | IE | 2009 | nrg_107a | 0.88341
Imports | 5545 | 5545-Liquid biofuels | KTOE | LV | 2010 | nrg_107a | 0.30564
Primary production | 5545 | 5545-Liquid biofuels | KTOE | ES | 2012 | nrg_107a | 26.7118
Primary production | 5545 | 5545-Liquid biofuels | KTOE | IS | 2012 | nrg_107a | 0.0041868
Primary production | 5545 | 5545-Liquid biofuels | KTOE | UK | 2012 | nrg_107a | 12.5395
Transformation input in Coke Ovens | 2130 | 2130-Coal Tar | KTOE | UA | 2010 | nrg_110a | 15.9852
Imports | 3244 | 3244-Other kerosene | KTOE | IE | 2010 | nrg_110a | 31.9076
Imports | 3244 | 3244-Other kerosene | KTOE | CZ | 2014 | nrg_110a | 0.083736
Imports | 3244 | 3244-Other kerosene | KTOE | DE | 2014 | nrg_110a | 0.38519
Primary production | 5534 | 5534-Solar photovoltaic | KTOE | EL | 2014 | nrg_110a | 13.649
Primary production | 5534 | 5534-Solar photovoltaic | KTOE | UK | 2012 | nrg_110a | 4.8692
Primary production | 55431 | 55431-Municipal waste (renewable) | KTOE | DE | 2013 | nrg_110a | 122.5309
Transformation output from Coke Ovens | 2130 | 2130-Coal Tar | KTOE | AT | 2010 | nrg_101a | 1.8841
Transformation output from Coke Ovens | 2130 | 2130-Coal Tar | KTOE | UK | 2014 | nrg_101a | 5.8071
Primary production | 2200 | 2200-Lignite and Derivatives | KTOE | LV | 2011 | nrg_101a | 0.0083736
Imports | 2200 | 2200-Lignite and Derivatives | KTOE | BE | 2012 | nrg_101a | 8.0387
Transformation input in BKB / PB Plants | 2200 | 2200-Lignite and Derivatives | KTOE | BG | 2011 | nrg_101a | 25.6651
Transformation input in BKB / PB Plants | 2200 | 2200-Lignite and Derivatives | KTOE | UA | 2011 | nrg_101a | 2.9098
Imports | 2200 | 2200-Lignite and Derivatives | KTOE | SE | 2012 | nrg_101a | 4.6976
Consumption in Coke Ovens | 2000 | 2000-Solid fuels | KTOE | IT | 2011 | nrg_101a | 1.8589
Primary production | 3000 | 3000-Total petroleum products | KTOE | CZ | 2014 | nrg_102a | 10.9443
Primary production | 3000 | 3000-Total petroleum products | KTOE | DE | 2010 | nrg_102a | 158.0098
Primary production | 3000 | 3000-Total petroleum products | KTOE | EL | 2011 | nrg_102a | 4.1742
Primary production | 3000 | 3000-Total petroleum products | KTOE | ES | 2013 | nrg_102a | 15.4367
Imports | 3000 | 3000-Total petroleum products | KTOE | LT | 2009 | nrg_102a | 389.7743
Imports | 3000 | 3000-Total petroleum products | KTOE | LU | 2009 | nrg_102a | 115.4259
Imports | 3000 | 3000-Total petroleum products | KTOE | NL | 2011 | nrg_102a | 5923.045
Consumption in Oil and gas extraction | 3000 | 3000-Total petroleum products | KTOE | PT | 2010 | nrg_102a | 0.46055
Consumption in Oil and gas extraction | 3000 | 3000-Total petroleum products | KTOE | RO | 2014 | nrg_102a | 2.8596
Consumption in Oil and gas extraction | 3000 | 3000-Total petroleum products | KTOE | UK | 2014 | nrg_102a | 27.7292
Consumption in Coal Mines | 3000 | 3000-Total petroleum products | KTOE | PL | 2010 | nrg_102a | 0.9839
Consumption in Coal Mines | 3000 | 3000-Total petroleum products | KTOE | SK | 2013 | nrg_102a | 0.041868
Consumption in Coke Ovens | 3000 | 3000-Total petroleum products | KTOE | BE | 2009 | nrg_102a | 0.041868
Consumption in Coke Ovens | 2000 | 2000-Solid fuels | KTOE | IT | 2011 | nrg_110a | 1.8589
Primary production | 2000 | 2000-Solid fuels | KTOE | BG | 2010 | nrg_110a | 206.3004
Primary production | 2000 | 2000-Solid fuels | KTOE | RS | 2013 | nrg_110a | 321.1652
Imports | 2000 | 2000-Solid fuels | KTOE | CZ | 2011 | nrg_110a | 91.9672
Imports | 2000 | 2000-Solid fuels | KTOE | IE | 2012 | nrg_110a | 56.0906
Imports | 2000 | 2000-Solid fuels | KTOE | HR | 2010 | nrg_110a | 29.3076
Imports | 2000 | 2000-Solid fuels | KTOE | FR | 2012 | nrg_110a | 464.0942
Imports | 2000 | 2000-Solid fuels | KTOE | LV | 2014 | nrg_110a | 2.0557
Primary production | 2000 | 2000-Solid fuels | KTOE | SI | 2011 | nrg_100a | 50.2625
Primary production | 2000 | 2000-Solid fuels | KTOE | SI | 2012 | nrg_110a | 45.7701
Primary production | 3000 | 3000-Total petroleum products | KTOE | SK | 2010 | nrg_100a | 0.64058
Transformation input in BKB / PB Plants | 2000 | 2000-Solid fuels | KTOE | EE | 2011 | nrg_101a | 1.2519
Imports | 3000 | 3000-Total petroleum products | KTOE | NO | 2011 | nrg_102a | 232.1916
Consumption in Oil and gas extraction | 3000 | 3000-Total petroleum products | KTOE | UA | 2011 | nrg_102a | 1.7417
Transformation input in BKB / PB Plants | 2000 | 2000-Solid fuels | KTOE | RS | 2009 | nrg_110a | 9.5166
Transformation input in Coke Ovens | 2000 | 2000-Solid fuels | KTOE | EE | 2011 | nrg_110a | 0.85411
Transformation input in Coke Ovens | 2000 | 2000-Solid fuels | KTOE | ES | 2013 | nrg_110a | 61.479
Imports | 3000 | 3000-Total petroleum products | KTOE | PL | 2013 | nrg_110a | 1159.8985
Imports | 3000 | 3000-Total petroleum products | KTOE | PL | 2013 | nrg_100a | 1159.8985
Consumption in Oil and gas extraction | 3000 | 3000-Total petroleum products | KTOE | UA | 2014 | nrg_100a | 1.0132
Transformation input in Coke Ovens | 2000 | 2000-Solid fuels | KTOE | CZ | 2013 | nrg_101a | 96.4639
Transformation input in Coke Ovens | 2000 | 2000-Solid fuels | KTOE | DE | 2009 | nrg_101a | 249.8222
Primary production | 2000 | 2000-Solid fuels | KTOE | PL | 2014 | nrg_101a | 2245.7702
Imports | 2000 | 2000-Solid fuels | KTOE | CY | 2010 | nrg_101a | 0.46055
Imports | 2000 | 2000-Solid fuels | KTOE | PT | 2014 | nrg_101a | 108.6475
Transformation input in Coke Ovens | 3000 | 3000-Total petroleum products | KTOE | DE | 2009 | nrg_102a | 22.5208
Imports | 3000 | 3000-Total petroleum products | KTOE | RS | 2011 | nrg_110a | 128.6436
Imports | 3000 | 3000-Total petroleum products | KTOE | PT | 2014 | nrg_110a | 636.2764
Transformation input in Coke Ovens | 3000 | 3000-Total petroleum products | KTOE | DE | 2013 | nrg_110a | 31.6606
Consumption in Gas Works | 3000 | 3000-Total petroleum products | KTOE | UA | 2009 | nrg_110a | 0.17166
Imports | 3000 | 3000-Total petroleum products | KTOE | BG | 2013 | nrg_100a | 341.6722
Imports | 3000 | 3000-Total petroleum products | KTOE | RO | 2014 | nrg_100a | 393.3164
Transformation output from Coke Ovens | 2000 | 2000-Solid fuels | KTOE | FI | 2012 | nrg_101a | 25.5981
Transformation output from Coke Ovens | 2000 | 2000-Solid fuels | KTOE | IT | 2014 | nrg_101a | 54.7215
Transformation input in Coke Ovens | 2000 | 2000-Solid fuels | KTOE | SE | 2011 | nrg_101a | 48.5083
Transformation input in BKB / PB Plants | 2000 | 2000-Solid fuels | KTOE | CZ | 2010 | nrg_101a | 3.6383
Transformation input in BKB / PB Plants | 2000 | 2000-Solid fuels | KTOE | DE | 2010 | nrg_101a | 128.7357
Primary production | 2000 | 2000-Solid fuels | KTOE | LV | 2014 | nrg_101a | 0.050242
Imports | 2000 | 2000-Solid fuels | KTOE | EE | 2011 | nrg_101a | 1.8213
Imports | 2000 | 2000-Solid fuels | KTOE | EL | 2011 | nrg_101a | 9.9143
Consumption in Coal Mines | 2000 | 2000-Solid fuels | KTOE | EE | 2014 | nrg_101a | 0.1591
Consumption in Coal Mines | 2000 | 2000-Solid fuels | KTOE | HU | 2009 | nrg_101a | 0.046055
Primary production | 3000 | 3000-Total petroleum products | KTOE | AL | 2013 | nrg_102a | 48.9856
Primary production | 3000 | 3000-Total petroleum products | KTOE | HR | 2010 | nrg_102a | 31.7694
Primary production | 3000 | 3000-Total petroleum products | KTOE | FR | 2010 | nrg_102a | 49.7141
Primary production | 3000 | 3000-Total petroleum products | KTOE | MD | 2014 | nrg_102a | 0.26377
Primary production | 3000 | 3000-Total petroleum products | KTOE | UK | 2011 | nrg_102a | 2204.8903
Transformation output from Coke Ovens | 4210 | 4210-Coke Oven Gas | KTOE | SK | 2010 | nrg_110a | 12.1878
Primary production | 5510 | 5510-Hydro power | KTOE | BG | 2009 | nrg_110a | 12.4934
Primary production | 5510 | 5510-Hydro power | KTOE | EE | 2014 | nrg_110a | 0.096296
Primary production | 5510 | 5510-Hydro power | KTOE | EL | 2010 | nrg_110a | 26.8541
Primary production | 5510 | 5510-Hydro power | KTOE | HU | 2014 | nrg_110a | 1.0886
Primary production | 5550 | 5550-Geothermal Energy | KTOE | BG | 2011 | nrg_110a | 1.3816
Primary production | 5550 | 5550-Geothermal Energy | KTOE | IT | 2013 | nrg_110a | 210.0183
Transformation output from BKB / PB Plants | 2330 | 2330-Peat products | KTOE | EE | 2010 | nrg_101a | 1.6789
Imports | 3200 | 3200-All petroleum products | KTOE | BE | 2012 | nrg_102a | 879.3369
Imports | 3200 | 3200-All petroleum products | KTOE | DK | 2011 | nrg_102a | 267.4988
Imports | 3200 | 3200-All petroleum products | KTOE | SI | 2012 | nrg_102a | 146.1444
Imports | 3200 | 3200-All petroleum products | KTOE | XK | 2012 | nrg_102a | 24.4384
Consumption in Coal Mines | 3200 | 3200-All petroleum products | KTOE | CZ | 2009 | nrg_102a | 0.6029
Consumption in Coal Mines | 3200 | 3200-All petroleum products | KTOE | DE | 2013 | nrg_102a | 0.12979
Transformation output from Coke Ovens | 4210 | 4210-Coke Oven Gas | KTOE | AT | 2012 | nrg_103a | 9.6255
Transformation output from Coke Ovens | 4210 | 4210-Coke Oven Gas | KTOE | DE | 2014 | nrg_103a | 65.4397
Consumption in Coke Ovens | 4210 | 4210-Coke Oven Gas | KTOE | UA | 2013 | nrg_103a | 40.6161
Primary production | 5550 | 5550-Geothermal Energy | KTOE | IT | 2014 | nrg_107a | 219.179
Transformation output from BKB / PB Plants | 2330 | 2330-Peat products | KTOE | FI | 2012 | nrg_110a | 0.56103
Consumption in Coke Ovens | 4210 | 4210-Coke Oven Gas | KTOE | ES | 2014 | nrg_110a | 5.5182
Consumption in Coke Ovens | 4210 | 4210-Coke Oven Gas | KTOE | TR | 2012 | nrg_110a | 4.8441
Consumption in Coke Ovens | 4210 | 4210-Coke Oven Gas | KTOE | SK | 2012 | nrg_110a | 1.7961
Transformation output from Coke Ovens | 4210 | 4210-Coke Oven Gas | KTOE | AT | 2014 | nrg_110a | 9.077
Transformation output from Coke Ovens | 4210 | 4210-Coke Oven Gas | KTOE | BE | 2010 | nrg_110a | 15.1311
Primary production | 5550 | 5550-Geothermal Energy | KTOE | LT | 2014 | nrg_110a | 0.079549
Primary production | 5550 | 5550-Geothermal Energy | KTOE | SI | 2009 | nrg_107a | 0.33494
Primary production | 5510 | 5510-Hydro power | KTOE | SI | 2010 | nrg_110a | 16.2657
Primary production | 5550 | 5550-Geothermal Energy | KTOE | SK | 2014 | nrg_107a | 0.29726
Primary production | 5510 | 5510-Hydro power | KTOE | TR | 2011 | nrg_110a | 188.4186
Imports | 3200 | 3200-All petroleum products | KTOE | AL | 2009 | nrg_102a | 42.5839
Imports | 3200 | 3200-All petroleum products | KTOE | PL | 2010 | nrg_102a | 231.4756
Imports | 3200 | 3200-All petroleum products | KTOE | CY | 2014 | nrg_102a | 94.8645
Consumption in Pipeline transport | 3200 | 3200-All petroleum products | KTOE | PL | 2010 | nrg_102a | 0.041868
Consumption in Pipeline transport | 3200 | 3200-All petroleum products | KTOE | UA | 2014 | nrg_102a | 0.20934
Primary production | 5510 | 5510-Hydro power | KTOE | PT | 2010 | nrg_107a | 58.1337
Primary production | 5550 | 5550-Geothermal Energy | KTOE | PT | 2014 | nrg_107a | 7.8879
Imports | 3200 | 3200-All petroleum products | KTOE | ES | 2013 | nrg_102a | 591.3227
Imports | 3200 | 3200-All petroleum products | KTOE | EL | 2010 | nrg_102a | 233.255
Consumption in Oil and gas extraction | 3200 | 3200-All petroleum products | KTOE | HU | 2012 | nrg_102a | 0.56522
Transformation input in Coke Ovens | 3200 | 3200-All petroleum products | KTOE | SE | 2009 | nrg_102a | 0.3182
Transformation output from Coke Ovens | 4210 | 4210-Coke Oven Gas | KTOE | FI | 2012 | nrg_103a | 8.0345
Transformation output from Coke Ovens | 4210 | 4210-Coke Oven Gas | KTOE | IT | 2014 | nrg_103a | 16.2197
Consumption in Coke Ovens | 4210 | 4210-Coke Oven Gas | KTOE | HU | 2012 | nrg_103a | 2.9726
Primary production | 5510 | 5510-Hydro power | KTOE | AT | 2009 | nrg_107a | 147.2246
Primary production | 5510 | 5510-Hydro power | KTOE | AL | 2010 | nrg_107a | 27.2393
Primary production | 5510 | 5510-Hydro power | KTOE | HU | 2013 | nrg_107a | 0.76618
Primary production | 5510 | 5510-Hydro power | KTOE | MK | 2009 | nrg_107a | 4.572
Primary production | 5550 | 5550-Geothermal Energy | KTOE | FR | 2014 | nrg_107a | 9.1607
Primary production | 5550 | 5550-Geothermal Energy | KTOE | MK | 2011 | nrg_107a | 0.52335
Transformation output from BKB / PB Plants | 2330 | 2330-Peat products | KTOE | UA | 2014 | nrg_110a | 4.7395
Consumption in Coke Ovens | 4210 | 4210-Coke Oven Gas | KTOE | DE | 2010 | nrg_110a | 11.2332
Transformation output from Coke Ovens | 4210 | 4210-Coke Oven Gas | KTOE | FI | 2014 | nrg_110a | 7.9047
Transformation output from Coke Ovens | 4210 | 4210-Coke Oven Gas | KTOE | FR | 2010 | nrg_110a | 21.7044
Transformation output from Coke Ovens | 4210 | 4210-Coke Oven Gas | KTOE | RO | 2009 | nrg_110a | 2.106
Consumption in Coal Mines | 4210 | 4210-Coke Oven Gas | KTOE | PL | 2011 | nrg_110a | 0.14235
Primary production | 5510 | 5510-Hydro power | KTOE | AT | 2013 | nrg_110a | 151.2523
Primary production | 5510 | 5510-Hydro power | KTOE | AL | 2011 | nrg_110a | 14.8757
Primary production | 5510 | 5510-Hydro power | KTOE | HR | 2011 | nrg_110a | 18.1205
Primary production | 5510 | 5510-Hydro power | KTOE | LV | 2011 | nrg_110a | 10.3916
Primary production | 5550 | 5550-Geothermal Energy | KTOE | AT | 2011 | nrg_110a | 1.3649
Primary production | 5550 | 5550-Geothermal Energy | KTOE | HR | 2010 | nrg_110a | 0.2847
Primary production | 7100 | 7100-Industrial wastes | KTOE | TR | 2011 | nrg_108a | 1.4989
Imports | 3234 | 3234-Gasoline (without bio components) | KTOE | PL | 2011 | nrg_102a | 23.848
Imports | 3234 | 3234-Gasoline (without bio components) | KTOE | PL | 2011 | nrg_110a | 23.848
Imports | 3234 | 3234-Gasoline (without bio components) | KTOE | CY | 2013 | nrg_102a | 15.1939
Primary production | 7100 | 7100-Industrial wastes | KTOE | PL | 2014 | nrg_108a | 16.9942
Imports | 3234 | 3234-Gasoline (without bio components) | KTOE | BG | 2014 | nrg_110a | 10.4712
Imports | 3234 | 3234-Gasoline (without bio components) | KTOE | CY | 2009 | nrg_110a | 16.8351
Imports | 3234 | 3234-Gasoline (without bio components) | KTOE | RS | 2013 | nrg_110a | 2.3279
Primary production | 7100 | 7100-Industrial wastes | KTOE | RO | 2010 | nrg_110a | 1.277
Imports | 3234 | 3234-Gasoline (without bio components) | KTOE | ES | 2010 | nrg_102a | 7.3185
Imports | 3234 | 3234-Gasoline (without bio components) | KTOE | EL | 2010 | nrg_102a | 16.6593
Imports | 3234 | 3234-Gasoline (without bio components) | KTOE | EE | 2009 | nrg_102a | 13.4187
Imports | 3234 | 3234-Gasoline (without bio components) | KTOE | MK | 2011 | nrg_102a | 2.7842
Primary production | 7100 | 7100-Industrial wastes | KTOE | BE | 2010 | nrg_108a | 13.829
Primary production | 7100 | 7100-Industrial wastes | KTOE | AT | 2014 | nrg_108a | 18.7736
Imports | 3234 | 3234-Gasoline (without bio components) | KTOE | PT | 2009 | nrg_110a | 10.5591
Primary production | 7100 | 7100-Industrial wastes | KTOE | AT | 2010 | nrg_110a | 20.8712
Imports | 3234 | 3234-Gasoline (without bio components) | KTOE | HU | 2012 | nrg_102a | 8.114
Imports | 3234 | 3234-Gasoline (without bio components) | KTOE | IE | 2010 | nrg_102a | 46.7289
Imports | 3234 | 3234-Gasoline (without bio components) | KTOE | IS | 2012 | nrg_102a | 6.1965
Imports | 3234 | 3234-Gasoline (without bio components) | KTOE | NL | 2014 | nrg_102a | 417.7798
Primary production | 7100 | 7100-Industrial wastes | KTOE | IE | 2013 | nrg_108a | 0.0041868
Primary production | 7100 | 7100-Industrial wastes | KTOE | IT | 2011 | nrg_108a | 12.2338
Primary production | 7100 | 7100-Industrial wastes | KTOE | SE | 2010 | nrg_108a | 0.86667
Imports | 3234 | 3234-Gasoline (without bio components) | KTOE | HR | 2012 | nrg_110a | 7.5362
Imports | 3234 | 3234-Gasoline (without bio components) | KTOE | LV | 2012 | nrg_110a | 10.333
Imports | 3234 | 3234-Gasoline (without bio components) | KTOE | MD | 2011 | nrg_110a | 9.5208
Imports | 3234 | 3234-Gasoline (without bio components) | KTOE | LU | 2012 | nrg_110a | 14.9804
Imports | 3234 | 3234-Gasoline (without bio components) | KTOE | TR | 2013 | nrg_110a | 0.90854
Primary production | 7100 | 7100-Industrial wastes | KTOE | EL | 2010 | nrg_110a | 1.3398
Imports | 3234 | 3234-Gasoline (without bio components) | KTOE | FI | 2012 | nrg_102a | 2.667
Imports | 3234 | 3234-Gasoline (without bio components) | KTOE | SI | 2014 | nrg_102a | 21.2689
Imports | 3234 | 3234-Gasoline (without bio components) | KTOE | XK | 2014 | nrg_102a | 2.4283
Imports | 3234 | 3234-Gasoline (without bio components) | KTOE | UK | 2012 | nrg_102a | 187.3886
Primary production | 7100 | 7100-Industrial wastes | KTOE | LU | 2009 | nrg_108a | 0.41449
Imports | 3234 | 3234-Gasoline (without bio components) | KTOE | AT | 2012 | nrg_110a | 34.7714
Imports | 3234 | 3234-Gasoline (without bio components) | KTOE | SI | 2010 | nrg_110a | 31.7024
Primary production | 7100 | 7100-Industrial wastes | KTOE | NO | 2014 | nrg_110a | 0.10467
Imports | 3234 | 3234-Gasoline (without bio components) | KTOE | AT | 2012 | nrg_102a | 34.7714
Imports | 3234 | 3234-Gasoline (without bio components) | KTOE | NO | 2012 | nrg_110a | 7.7707
Imports | 3234 | 3234-Gasoline (without bio components) | KTOE | CY | 2010 | nrg_102a | 17.8106
Primary production | 7100 | 7100-Industrial wastes | KTOE | RO | 2012 | nrg_108a | 1.1304
Primary production | 7100 | 7100-Industrial wastes | KTOE | PL | 2011 | nrg_108a | 12.9916
Imports | 3234 | 3234-Gasoline (without bio components) | KTOE | BG | 2011 | nrg_110a | 10.3833
Primary production | 7100 | 7100-Industrial wastes | KTOE | AT | 2011 | nrg_108a | 22.4036
Primary production | 7100 | 7100-Industrial wastes | KTOE | HR | 2012 | nrg_108a | 0.33913
Primary production | 7100 | 7100-Industrial wastes | KTOE | HU | 2013 | nrg_108a | 1.6789
Imports | 3234 | 3234-Gasoline (without bio components) | KTOE | EL | 2012 | nrg_110a | 17.0612
Imports | 3234 | 3234-Gasoline (without bio components) | KTOE | RO | 2013 | nrg_110a | 5.6145
Imports | 3234 | 3234-Gasoline (without bio components) | KTOE | IS | 2009 | nrg_102a | 7.1385
Imports | 3234 | 3234-Gasoline (without bio components) | KTOE | IT | 2012 | nrg_102a | 1.9343
Imports | 3234 | 3234-Gasoline (without bio components) | KTOE | MT | 2013 | nrg_102a | 3.1401
Imports | 3234 | 3234-Gasoline (without bio components) | KTOE | MD | 2014 | nrg_102a | 6.7784
Imports | 3234 | 3234-Gasoline (without bio components) | KTOE | NL | 2011 | nrg_102a | 450.8221
Primary production | 7100 | 7100-Industrial wastes | KTOE | CZ | 2013 | nrg_108a | 6.7198
Primary production | 7100 | 7100-Industrial wastes | KTOE | FI | 2014 | nrg_108a | 2.219
Primary production | 7100 | 7100-Industrial wastes | KTOE | SI | 2014 | nrg_108a | 1.8087
Imports | 3234 | 3234-Gasoline (without bio components) | KTOE | IS | 2012 | nrg_110a | 6.1965
Imports | 3234 | 3234-Gasoline (without bio components) | KTOE | HR | 2009 | nrg_110a | 9.8097
Imports | 3234 | 3234-Gasoline (without bio components) | KTOE | LV | 2009 | nrg_110a | 16.2238
Imports | 3234 | 3234-Gasoline (without bio components) | KTOE | LU | 2009 | nrg_110a | 16.316
Primary production | 5541 | 5541-Solid biofuels (excluding charcoal) | KTOE | LT | 2009 | nrg_107a | 41.9727
Primary production | 5541 | 5541-Solid biofuels (excluding charcoal) | KTOE | LU | 2009 | nrg_107a | 1.8338
Primary production | 5541 | 5541-Solid biofuels (excluding charcoal) | KTOE | MK | 2011 | nrg_107a | 7.7874
Imports | 5541 | 5541-Solid biofuels (excluding charcoal) | KTOE | AT | 2010 | nrg_107a | 20.6995
Imports | 5541 | 5541-Solid biofuels (excluding charcoal) | KTOE | DK | 2011 | nrg_107a | 37.0113
Imports | 3192 | 3192-Additives/Oxygenates | KTOE | UA | 2014 | nrg_110a | 0.20934
Imports | 5541 | 5541-Solid biofuels (excluding charcoal) | KTOE | UK | 2010 | nrg_110a | 33.126
Consumption in Coal Mines | 5541 | 5541-Solid biofuels (excluding charcoal) | KTOE | UA | 2013 | nrg_110a | 0.016747
Imports | 5541 | 5541-Solid biofuels (excluding charcoal) | KTOE | PL | 2014 | nrg_107a | 33.0841
Imports | 3100 | 3100-Crude oil, feedstocks and other hydrocarbons | KTOE | BG | 2014 | nrg_102a | 246.322
Primary production | 3100 | 3100-Crude oil, feedstocks and other hydrocarbons | KTOE | PL | 2012 | nrg_102a | 28.1562
Primary production | 3100 | 3100-Crude oil, feedstocks and other hydrocarbons | KTOE | RO | 2013 | nrg_102a | 178.186
Imports | 3100 | 3100-Crude oil, feedstocks and other hydrocarbons | KTOE | SE | 2012 | nrg_102a | 867.8567
Imports | 3192 | 3192-Additives/Oxygenates | KTOE | PT | 2010 | nrg_102a | 4.5134
Imports | 5541 | 5541-Solid biofuels (excluding charcoal) | KTOE | PT | 2012 | nrg_107a | 0.78712
Primary production | 5541 | 5541-Solid biofuels (excluding charcoal) | KTOE | PT | 2010 | nrg_107a | 117.49
Imports | 5541 | 5541-Solid biofuels (excluding charcoal) | KTOE | PT | 2013 | nrg_110a | 1.6161
Primary production | 3100 | 3100-Crude oil, feedstocks and other hydrocarbons | KTOE | AL | 2012 | nrg_102a | 42.8896
Primary production | 3100 | 3100-Crude oil, feedstocks and other hydrocarbons | KTOE | HU | 2009 | nrg_102a | 49.4838
Primary production | 3100 | 3100-Crude oil, feedstocks and other hydrocarbons | KTOE | MD | 2010 | nrg_102a | 0.43961
Imports | 3192 | 3192-Additives/Oxygenates | KTOE | ES | 2009 | nrg_102a | 3.228
Imports | 5541 | 5541-Solid biofuels (excluding charcoal) | KTOE | MK | 2010 | nrg_107a | 0.34332
Imports | 5541 | 5541-Solid biofuels (excluding charcoal) | KTOE | RO | 2009 | nrg_107a | 0.14654
Primary production | 5541 | 5541-Solid biofuels (excluding charcoal) | KTOE | FR | 2014 | nrg_107a | 379.906
Primary production | 5541 | 5541-Solid biofuels (excluding charcoal) | KTOE | MD | 2010 | nrg_107a | 7.1594
Imports | 5541 | 5541-Solid biofuels (excluding charcoal) | KTOE | ME | 2011 | nrg_107a | 0.016747
Primary production | 5541 | 5541-Solid biofuels (excluding charcoal) | KTOE | AL | 2009 | nrg_110a | 8.7923
Primary production | 5541 | 5541-Solid biofuels (excluding charcoal) | KTOE | FR | 2011 | nrg_110a | 361.8609
Primary production | 5541 | 5541-Solid biofuels (excluding charcoal) | KTOE | HR | 2014 | nrg_110a | 57.5559
Primary production | 5541 | 5541-Solid biofuels (excluding charcoal) | KTOE | ME | 2014 | nrg_110a | 7.4567
Primary production | 5541 | 5541-Solid biofuels (excluding charcoal) | KTOE | MK | 2009 | nrg_110a | 8.135
Imports | 5541 | 5541-Solid biofuels (excluding charcoal) | KTOE | ME | 2011 | nrg_110a | 0.016747
Imports | 5541 | 5541-Solid biofuels (excluding charcoal) | KTOE | RO | 2013 | nrg_110a | 4.1701
Consumption in Oil and gas extraction | 3100 | 3100-Crude oil, feedstocks and other hydrocarbons | KTOE | UA | 2014 | nrg_102a | 0.20934
Imports | 3100 | 3100-Crude oil, feedstocks and other hydrocarbons | KTOE | DE | 2014 | nrg_102a | 3715.6301
Imports | 3100 | 3100-Crude oil, feedstocks and other hydrocarbons | KTOE | CZ | 2013 | nrg_102a | 280.7626
Imports | 3100 | 3100-Crude oil, feedstocks and other hydrocarbons | KTOE | IT | 2010 | nrg_102a | 3625.2915
Imports | 3100 | 3100-Crude oil, feedstocks and other hydrocarbons | KTOE | HR | 2009 | nrg_102a | 173.8276
Primary production | 3100 | 3100-Crude oil, feedstocks and other hydrocarbons | KTOE | CZ | 2009 | nrg_102a | 12.8828
Primary production | 3100 | 3100-Crude oil, feedstocks and other hydrocarbons | KTOE | ES | 2009 | nrg_102a | 4.4213
Primary production | 3192 | 3192-Additives/Oxygenates | KTOE | DE | 2010 | nrg_102a | 54.9936
Primary production | 3192 | 3192-Additives/Oxygenates | KTOE | CZ | 2014 | nrg_102a | 4.5427
Primary production | 3192 | 3192-Additives/Oxygenates | KTOE | UA | 2014 | nrg_102a | 2.8052
Imports | 3192 | 3192-Additives/Oxygenates | KTOE | LT | 2011 | nrg_102a | 7.1594
Imports | 3192 | 3192-Additives/Oxygenates | KTOE | IT | 2010 | nrg_102a | 6.1546
Imports | 3192 | 3192-Additives/Oxygenates | KTOE | UA | 2009 | nrg_102a | 3.7263
Imports | 5541 | 5541-Solid biofuels (excluding charcoal) | KTOE | MT | 2012 | nrg_107a | 0.041868
Primary production | 5541 | 5541-Solid biofuels (excluding charcoal) | KTOE | CY | 2013 | nrg_107a | 0.20934
Primary production | 5541 | 5541-Solid biofuels (excluding charcoal) | KTOE | DE | 2012 | nrg_107a | 457.6591
Primary production | 5541 | 5541-Solid biofuels (excluding charcoal) | KTOE | EL | 2013 | nrg_107a | 35.4454
Primary production | 5541 | 5541-Solid biofuels (excluding charcoal) | KTOE | IE | 2014 | nrg_107a | 8.809
Primary production | 5541 | 5541-Solid biofuels (excluding charcoal) | KTOE | RO | 2012 | nrg_107a | 158.8932
Imports | 5541 | 5541-Solid biofuels (excluding charcoal) | KTOE | IT | 2012 | nrg_107a | 47.9305
Imports | 5541 | 5541-Solid biofuels (excluding charcoal) | KTOE | LU | 2012 | nrg_107a | 0.16329
Imports | 5541 | 5541-Solid biofuels (excluding charcoal) | KTOE | LT | 2009 | nrg_107a | 1.972
Primary production | 3192 | 3192-Additives/Oxygenates | KTOE | CZ | 2011 | nrg_110a | 6.992
Primary production | 3192 | 3192-Additives/Oxygenates | KTOE | FI | 2012 | nrg_110a | 2.9768
Primary production | 5500 | 5500-Renewable energies | KTOE | SE | 2010 | nrg_107a | 711.622
Imports | 5500 | 5500-Renewable energies | KTOE | DE | 2009 | nrg_107a | 32.7743
Imports | 5500 | 5500-Renewable energies | KTOE | IS | 2009 | nrg_107a | 0.0083736
Imports | 5500 | 5500-Renewable energies | KTOE | HU | 2013 | nrg_107a | 5.0995
Imports | 5500 | 5500-Renewable energies | KTOE | IE | 2009 | nrg_107a | 1.277
Imports | 5500 | 5500-Renewable energies | KTOE | FR | 2009 | nrg_107a | 17.1115
Imports | 5500 | 5500-Renewable energies | KTOE | LT | 2012 | nrg_107a | 6.3681
Imports | 5500 | 5500-Renewable energies | KTOE | IT | 2013 | nrg_107a | 124.5531
Imports | 5500 | 5500-Renewable energies | KTOE | NL | 2013 | nrg_107a | 23.4335
Imports | 5500 | 5500-Renewable energies | KTOE | SK | 2014 | nrg_107a | 2.8973
Consumption in Coal Mines | 5500 | 5500-Renewable energies | KTOE | PL | 2013 | nrg_107a | 0.046055
Imports | 3246 | 3246-Gasoline type jet fuel | KTOE | LV | 2013 | nrg_110a | 0.041868
Primary production | 5500 | 5500-Renewable energies | KTOE | BG | 2011 | nrg_110a | 60.2229
Primary production | 5500 | 5500-Renewable energies | KTOE | EE | 2012 | nrg_110a | 44.2252
Primary production | 5500 | 5500-Renewable energies | KTOE | IT | 2013 | nrg_110a | 983.8896
Primary production | 5500 | 5500-Renewable energies | KTOE | SE | 2012 | nrg_110a | 775.5796
Primary production | 5500 | 5500-Renewable energies | KTOE | SI | 2010 | nrg_110a | 45.9627
Imports | 5500 | 5500-Renewable energies | KTOE | IE | 2014 | nrg_110a | 4.5176
Imports | 5500 | 5500-Renewable energies | KTOE | HU | 2011 | nrg_110a | 5.7359
Imports | 5500 | 5500-Renewable energies | KTOE | MD | 2012 | nrg_110a | 0.01256
Imports | 5500 | 5500-Renewable energies | KTOE | NL | 2010 | nrg_110a | 29.7765
Consumption in BKB / PB Plants | 5500 | 5500-Renewable energies | KTOE | DE | 2011 | nrg_110a | 0.0041868
Primary production | 5500 | 5500-Renewable energies | KTOE | BE | 2009 | nrg_100a | 78.1466
Primary production | 5500 | 5500-Renewable energies | KTOE | DK | 2012 | nrg_100a | 124.5154
Primary production | 5500 | 5500-Renewable energies | KTOE | CZ | 2009 | nrg_100a | 108.5763
Primary production | 5500 | 5500-Renewable energies | KTOE | EE | 2014 | nrg_100a | 49.6554
Primary production | 5500 | 5500-Renewable energies | KTOE | ES | 2014 | nrg_100a | 753.7412
Primary production | 5500 | 5500-Renewable energies | KTOE | IE | 2009 | nrg_100a | 26.4648
Primary production | 5500 | 5500-Renewable energies | KTOE | IS | 2013 | nrg_100a | 220.7155
Imports | 5500 | 5500-Renewable energies | KTOE | DE | 2011 | nrg_100a | 58.3556
Imports | 5500 | 5500-Renewable energies | KTOE | IE | 2011 | nrg_100a | 1.9176
Imports | 5500 | 5500-Renewable energies | KTOE | NL | 2009 | nrg_100a | 29.676
Imports | 5500 | 5500-Renewable energies | KTOE | SK | 2010 | nrg_100a | 1.658
Primary production | 5500 | 5500-Renewable energies | KTOE | NL | 2010 | nrg_107a | 128.271
Imports | 5500 | 5500-Renewable energies | KTOE | DK | 2014 | nrg_107a | 55.3872
Imports | 5500 | 5500-Renewable energies | KTOE | XK | 2009 | nrg_107a | 0.041868
Primary production | 5500 | 5500-Renewable energies | KTOE | LV | 2011 | nrg_110a | 86.7212
Transformation input in BKB / PB Plants | 5500 | 5500-Renewable energies | KTOE | UA | 2009 | nrg_110a | 0.0083736
Primary production | 5500 | 5500-Renewable energies | KTOE | LU | 2013 | nrg_100a | 4.2329
Primary production | 5500 | 5500-Renewable energies | KTOE | MT | 2009 | nrg_100a | 0.037681
Primary production | 5500 | 5500-Renewable energies | KTOE | NO | 2009 | nrg_100a | 504.4759
Imports | 5500 | 5500-Renewable energies | KTOE | BE | 2014 | nrg_100a | 26.5192
Imports | 5500 | 5500-Renewable energies | KTOE | FI | 2012 | nrg_100a | 11.7105
Primary production | 5500 | 5500-Renewable energies | KTOE | PL | 2010 | nrg_110a | 286.6074
Imports | 5500 | 5500-Renewable energies | KTOE | NO | 2014 | nrg_110a | 6.2425
Imports | 5500 | 5500-Renewable energies | KTOE | PL | 2012 | nrg_100a | 8.135
Imports | 5500 | 5500-Renewable energies | KTOE | PT | 2014 | nrg_107a | 2.9894
Imports | 5500 | 5500-Renewable energies | KTOE | RS | 2009 | nrg_110a | 0.029308
Consumption in BKB / PB Plants | 5500 | 5500-Renewable energies | KTOE | LT | 2013 | nrg_110a | 0.0041868
Primary production | 5500 | 5500-Renewable energies | KTOE | PL | 2011 | nrg_100a | 311.4728
Imports | 5500 | 5500-Renewable energies | KTOE | CY | 2014 | nrg_100a | 0.90016
Imports | 5500 | 5500-Renewable energies | KTOE | RS | 2014 | nrg_100a | 0.27214
Primary production | 5500 | 5500-Renewable energies | KTOE | AL | 2013 | nrg_107a | 33.9884
Primary production | 5500 | 5500-Renewable energies | KTOE | AT | 2011 | nrg_107a | 346.4242
Primary production | 5500 | 5500-Renewable energies | KTOE | HR | 2009 | nrg_107a | 80.0474
Primary production | 5500 | 5500-Renewable energies | KTOE | ME | 2010 | nrg_107a | 19.4686
Imports | 5500 | 5500-Renewable energies | KTOE | ES | 2013 | nrg_107a | 45.4896
Imports | 5500 | 5500-Renewable energies | KTOE | ME | 2013 | nrg_107a | 0.020934
Imports | 5500 | 5500-Renewable energies | KTOE | MK | 2010 | nrg_107a | 0.34332
Primary production | 5500 | 5500-Renewable energies | KTOE | BE | 2009 | nrg_110a | 78.1466
Primary production | 5500 | 5500-Renewable energies | KTOE | FR | 2009 | nrg_110a | 779.176
Primary production | 5500 | 5500-Renewable energies | KTOE | HU | 2009 | nrg_110a | 77.4935
Primary production | 5500 | 5500-Renewable energies | KTOE | MK | 2012 | nrg_110a | 11.6895
Imports | 5500 | 5500-Renewable energies | KTOE | MK | 2012 | nrg_110a | 0.17166
Consumption in Coal Mines | 5500 | 5500-Renewable energies | KTOE | RO | 2009 | nrg_110a | 0.0083736
Primary production | 5500 | 5500-Renewable energies | KTOE | HU | 2014 | nrg_100a | 85.7499
Primary production | 3192 | 3192-Additives/Oxygenates | KTOE | UK | 2014 | nrg_110a | 1.6998
Primary production | 3192 | 3192-Additives/Oxygenates | KTOE | UA | 2009 | nrg_110a | 0.25121
Imports | 3192 | 3192-Additives/Oxygenates | KTOE | NL | 2009 | nrg_110a | 22.4831
Imports | 3192 | 3192-Additives/Oxygenates | KTOE | TR | 2014 | nrg_110a | 3.6969
Primary production | 5541 | 5541-Solid biofuels (excluding charcoal) | KTOE | CZ | 2009 | nrg_110a | 82.3879
Primary production | 5541 | 5541-Solid biofuels (excluding charcoal) | KTOE | BG | 2013 | nrg_110a | 46.9926
Primary production | 5541 | 5541-Solid biofuels (excluding charcoal) | KTOE | FI | 2010 | nrg_110a | 326.2271
Primary production | 5541 | 5541-Solid biofuels (excluding charcoal) | KTOE | IT | 2010 | nrg_110a | 293.5742
Primary production | 5541 | 5541-Solid biofuels (excluding charcoal) | KTOE | IE | 2013 | nrg_110a | 7.6744
Primary production | 5541 | 5541-Solid biofuels (excluding charcoal) | KTOE | SI | 2011 | nrg_110a | 25.7488
Primary production | 5541 | 5541-Solid biofuels (excluding charcoal) | KTOE | UA | 2013 | nrg_110a | 90.2423
Imports | 5541 | 5541-Solid biofuels (excluding charcoal) | KTOE | IE | 2011 | nrg_110a | 0.5401
Imports | 5541 | 5541-Solid biofuels (excluding charcoal) | KTOE | IT | 2010 | nrg_110a | 53.859
Imports | 5541 | 5541-Solid biofuels (excluding charcoal) | KTOE | NL | 2009 | nrg_110a | 20.0548
Imports | 3100 | 3100-Crude oil, feedstocks and other hydrocarbons | KTOE | UA | 2013 | nrg_102a | 35.9772
Primary production | 3192 | 3192-Additives/Oxygenates | KTOE | IT | 2009 | nrg_102a | 15.3488
Imports | 3192 | 3192-Additives/Oxygenates | KTOE | BG | 2012 | nrg_102a | 0.73688
Imports | 3192 | 3192-Additives/Oxygenates | KTOE | SK | 2009 | nrg_102a | 0.12979
Imports | 5541 | 5541-Solid biofuels (excluding charcoal) | KTOE | XK | 2013 | nrg_107a | 0.029308
Imports | 5541 | 5541-Solid biofuels (excluding charcoal) | KTOE | BE | 2014 | nrg_107a | 24.5012
Transformation input in BKB / PB Plants | 5541 | 5541-Solid biofuels (excluding charcoal) | KTOE | UA | 2013 | nrg_107a | 0.037681
Imports | 3192 | 3192-Additives/Oxygenates | KTOE | UA | 2011 | nrg_110a | 3.182
Primary production | 5541 | 5541-Solid biofuels (excluding charcoal) | KTOE | LU | 2014 | nrg_110a | 2.7549
Imports | 5541 | 5541-Solid biofuels (excluding charcoal) | KTOE | FI | 2012 | nrg_110a | 2.5833
Consumption in Coal Mines | 5541 | 5541-Solid biofuels (excluding charcoal) | KTOE | UA | 2009 | nrg_110a | 0.058615
Primary production | 5541 | 5541-Solid biofuels (excluding charcoal) | KTOE | TR | 2010 | nrg_110a | 186.2875
Primary production | 5541 | 5541-Solid biofuels (excluding charcoal) | KTOE | TR | 2009 | nrg_107a | 192.1197
Primary production | 3192 | 3192-Additives/Oxygenates | KTOE | NO | 2012 | nrg_102a | 4.1575
Imports | 5541 | 5541-Solid biofuels (excluding charcoal) | KTOE | AL | 2014 | nrg_110a | 0.43543
Imports | 3192 | 3192-Additives/Oxygenates | KTOE | CZ | 2009 | nrg_102a | 2.0934
Imports | 3192 | 3192-Additives/Oxygenates | KTOE | RS | 2013 | nrg_102a | 0.10467
Imports | 5541 | 5541-Solid biofuels (excluding charcoal) | KTOE | BG | 2011 | nrg_107a | 0.037681
Consumption in BKB / PB Plants | 5541 | 5541-Solid biofuels (excluding charcoal) | KTOE | LT | 2014 | nrg_110a | 0.0083736
Primary production | 5541 | 5541-Solid biofuels (excluding charcoal) | KTOE | PL | 2013 | nrg_110a | 286.2431
Primary production | 5541 | 5541-Solid biofuels (excluding charcoal) | KTOE | RO | 2014 | nrg_110a | 152.6382
Imports | 5541 | 5541-Solid biofuels (excluding charcoal) | KTOE | CY | 2014 | nrg_110a | 0.15072
Imports | 3100 | 3100-Crude oil, feedstocks and other hydrocarbons | KTOE | EL | 2014 | nrg_102a | 1094.4798
Primary production | 3100 | 3100-Crude oil, feedstocks and other hydrocarbons | KTOE | AT | 2011 | nrg_102a | 39.5108
Primary production | 3100 | 3100-Crude oil, feedstocks and other hydrocarbons | KTOE | HR | 2010 | nrg_102a | 31.7694
Primary production | 3100 | 3100-Crude oil, feedstocks and other hydrocarbons | KTOE | UA | 2013 | nrg_102a | 133.9022
Primary production | 3100 | 3100-Crude oil, feedstocks and other hydrocarbons | KTOE | UK | 2013 | nrg_102a | 1765.9922
Imports | 3100 | 3100-Crude oil, feedstocks and other hydrocarbons | KTOE | PT | 2009 | nrg_102a | 480.0376
Primary production | 3192 | 3192-Additives/Oxygenates | KTOE | FR | 2011 | nrg_102a | 8.5411
Primary production | 3192 | 3192-Additives/Oxygenates | KTOE | FI | 2011 | nrg_102a | 2.5498
Imports | 3192 | 3192-Additives/Oxygenates | KTOE | EL | 2013 | nrg_102a | 7.0673
Primary production | 5541 | 5541-Solid biofuels (excluding charcoal) | KTOE | AT | 2011 | nrg_107a | 183.0092
Primary production | 5541 | 5541-Solid biofuels (excluding charcoal) | KTOE | HR | 2009 | nrg_107a | 52.4271
Primary production | 5541 | 5541-Solid biofuels (excluding charcoal) | KTOE | UK | 2013 | nrg_107a | 114.9612
Imports | 5541 | 5541-Solid biofuels (excluding charcoal) | KTOE | EL | 2013 | nrg_107a | 3.475
Primary production | 3192 | 3192-Additives/Oxygenates | KTOE | FR | 2014 | nrg_110a | 11.9868
Imports | 3192 | 3192-Additives/Oxygenates | KTOE | EL | 2011 | nrg_110a | 8.7588
Primary production | 5541 | 5541-Solid biofuels (excluding charcoal) | KTOE | BE | 2009 | nrg_110a | 42.2783
Primary production | 5541 | 5541-Solid biofuels (excluding charcoal) | KTOE | AT | 2013 | nrg_110a | 196.7419
Primary production | 5541 | 5541-Solid biofuels (excluding charcoal) | KTOE | XK | 2011 | nrg_110a | 10.0693
Primary production | 5541 | 5541-Solid biofuels (excluding charcoal) | KTOE | UK | 2012 | nrg_110a | 102.2961
Imports | 5541 | 5541-Solid biofuels (excluding charcoal) | KTOE | EL | 2011 | nrg_110a | 4.1031
Imports | 5541 | 5541-Solid biofuels (excluding charcoal) | KTOE | MT | 2011 | nrg_110a | 0.029308
Imports | 3100 | 3100-Crude oil, feedstocks and other hydrocarbons | KTOE | FR | 2012 | nrg_102a | 2421.4148
Imports | 2200 | 2200-Lignite and Derivatives | KTOE | UA | 2014 | nrg_101a | 0.24283
Imports | 2200 | 2200-Lignite and Derivatives | KTOE | XK | 2011 | nrg_101a | 0.35588
Transformation output from BKB / PB Plants | 2200 | 2200-Lignite and Derivatives | KTOE | EE | 2010 | nrg_101a | 1.6789
Primary production | 5545 | 5545-Liquid biofuels | KTOE | LT | 2011 | nrg_107a | 3.4541
Primary production | 5545 | 5545-Liquid biofuels | KTOE | NL | 2012 | nrg_107a | 43.5469
Imports | 5545 | 5545-Liquid biofuels | KTOE | AT | 2012 | nrg_107a | 17.6599
Transformation output from Coke Ovens | 2130 | 2130-Coal Tar | KTOE | BE | 2014 | nrg_110a | 1.8087
Transformation output from Coke Ovens | 2130 | 2130-Coal Tar | KTOE | CZ | 2010 | nrg_110a | 7.352
Imports | 3244 | 3244-Other kerosene | KTOE | FI | 2011 | nrg_110a | 38.2925
Primary production | 5534 | 5534-Solar photovoltaic | KTOE | LU | 2011 | nrg_110a | 0.09211
Primary production | 55431 | 55431-Municipal waste (renewable) | KTOE | NL | 2014 | nrg_110a | 33.2516
Primary production | 5545 | 5545-Liquid biofuels | KTOE | SI | 2011 | nrg_107a | 0.01256
Primary production | 2200 | 2200-Lignite and Derivatives | KTOE | SK | 2013 | nrg_101a | 24.4635
Primary production | 55431 | 55431-Municipal waste (renewable) | KTOE | SK | 2012 | nrg_110a | 0.77874
Primary production | 5545 | 5545-Liquid biofuels | KTOE | TR | 2011 | nrg_107a | 0.67407
Primary production | 5534 | 5534-Solar photovoltaic | KTOE | UA | 2013 | nrg_107a | 2.0515
Transformation input in BKB / PB Plants | 2200 | 2200-Lignite and Derivatives | KTOE | EE | 2013 | nrg_101a | 0.87923
Primary production | 55431 | 55431-Municipal waste (renewable) | KTOE | PL | 2012 | nrg_107a | 1.3607
Imports | 2130 | 2130-Coal Tar | KTOE | AT | 2012 | nrg_110a | 0.41449
Imports | 3244 | 3244-Other kerosene | KTOE | PL | 2013 | nrg_110a | 0.041868
Imports | 3244 | 3244-Other kerosene | KTOE | AT | 2014 | nrg_110a | 0.041868
Primary production | 55431 | 55431-Municipal waste (renewable) | KTOE | NO | 2014 | nrg_110a | 9.2947
Consumption in Gas Works | 2130 | 2130-Coal Tar | KTOE | CZ | 2013 | nrg_101a | 3.3536
Primary production | 2200 | 2200-Lignite and Derivatives | KTOE | ME | 2012 | nrg_101a | 16.4499
Imports | 2200 | 2200-Lignite and Derivatives | KTOE | RS | 2010 | nrg_101a | 5.6773
Imports | 2200 | 2200-Lignite and Derivatives | KTOE | RO | 2010 | nrg_101a | 1.2225
Primary production | 55431 | 55431-Municipal waste (renewable) | KTOE | PT | 2010 | nrg_107a | 4.0151
Imports | 3244 | 3244-Other kerosene | KTOE | SE | 2010 | nrg_110a | 0.087923
Primary production | 5534 | 5534-Solar photovoltaic | KTOE | PL | 2012 | nrg_110a | 0.0041868
Primary production | 55431 | 55431-Municipal waste (renewable) | KTOE | PL | 2013 | nrg_110a | 1.39
Imports | 2130 | 2130-Coal Tar | KTOE | NL | 2010 | nrg_101a | 0.67826
Transformation output from Coke Ovens | 2130 | 2130-Coal Tar | KTOE | ES | 2012 | nrg_101a | 2.5246
Primary production | 2200 | 2200-Lignite and Derivatives | KTOE | AT | 2013 | nrg_101a | 0.0083736
Transformation input in BKB / PB Plants | 2200 | 2200-Lignite and Derivatives | KTOE | DE | 2012 | nrg_101a | 147.0069
Transformation input in BKB / PB Plants | 2200 | 2200-Lignite and Derivatives | KTOE | IE | 2012 | nrg_101a | 3.9649
Primary production | 5534 | 5534-Solar photovoltaic | KTOE | BE | 2009 | nrg_107a | 0.59871
Primary production | 5534 | 5534-Solar photovoltaic | KTOE | FR | 2011 | nrg_107a | 7.4818
Primary production | 5534 | 5534-Solar photovoltaic | KTOE | HU | 2009 | nrg_107a | 0.0041868
Primary production | 55431 | 55431-Municipal waste (renewable) | KTOE | BE | 2011 | nrg_107a | 20.1971
Primary production | 55431 | 55431-Municipal waste (renewable) | KTOE | HU | 2011 | nrg_107a | 1.7417
Imports | 5545 | 5545-Liquid biofuels | KTOE | MT | 2014 | nrg_107a | 0.16329
Primary production | 5545 | 5545-Liquid biofuels | KTOE | HR | 2013 | nrg_107a | 1.2393
Primary production | 5545 | 5545-Liquid biofuels | KTOE | FR | 2010 | nrg_107a | 94.203
Primary production | 5545 | 5545-Liquid biofuels | KTOE | UK | 2009 | nrg_107a | 9.0016
Transformation output from Coke Ovens | 2130 | 2130-Coal Tar | KTOE | HU | 2010 | nrg_110a | 2.4116
Transformation output from Coke Ovens | 2130 | 2130-Coal Tar | KTOE | FR | 2014 | nrg_110a | 5.581
Imports | 3244 | 3244-Other kerosene | KTOE | PT | 2013 | nrg_110a | 0.041868
Imports | 3244 | 3244-Other kerosene | KTOE | RO | 2011 | nrg_110a | 0.041868
Imports | 3244 | 3244-Other kerosene | KTOE | ES | 2010 | nrg_110a | 0.56103
Primary production | 5534 | 5534-Solar photovoltaic | KTOE | FR | 2014 | nrg_110a | 21.2731
Primary production | 5534 | 5534-Solar photovoltaic | KTOE | UK | 2009 | nrg_110a | 0.071176
Primary production | 5535 | 5535-Tide, Wave and Ocean | KTOE | UK | 2014 | nrg_110a | 0.0083736
Primary production | 55431 | 55431-Municipal waste (renewable) | KTOE | FR | 2012 | nrg_110a | 52.4648
Transformation output from Coke Ovens | 2130 | 2130-Coal Tar | KTOE | PL | 2013 | nrg_101a | 14.8548
Primary production | 2200 | 2200-Lignite and Derivatives | KTOE | SI | 2009 | nrg_101a | 48.5585
Primary production | 2200 | 2200-Lignite and Derivatives | KTOE | RS | 2010 | nrg_101a | 302.668
Transformation input in BKB / PB Plants | 2200 | 2200-Lignite and Derivatives | KTOE | FI | 2011 | nrg_101a | 0.78293
Imports | 2200 | 2200-Lignite and Derivatives | KTOE | IE | 2014 | nrg_101a | 0.56103
Transformation input in Gas Works | 2200 | 2200-Lignite and Derivatives | KTOE | CZ | 2012 | nrg_101a | 19.7994
Consumption in Coal Mines | 2200 | 2200-Lignite and Derivatives | KTOE | PL | 2014 | nrg_101a | 0.25958
Transformation output from BKB / PB Plants | 2200 | 2200-Lignite and Derivatives | KTOE | RS | 2012 | nrg_101a | 10.3791
Imports | 3244 | 3244-Other kerosene | KTOE | HR | 2011 | nrg_102a | 0.041868
Imports | 3000 | 3000-Total petroleum products | KTOE | EE | 2009 | nrg_102a | 51.9666
Imports | 3000 | 3000-Total petroleum products | KTOE | EL | 2014 | nrg_102a | 1238.2838
Imports | 3000 | 3000-Total petroleum products | KTOE | ME | 2009 | nrg_102a | 13.8625
Transformation input in Gas Works | 3000 | 3000-Total petroleum products | KTOE | PL | 2009 | nrg_102a | 0.13816
Consumption in Coal Mines | 3000 | 3000-Total petroleum products | KTOE | RO | 2011 | nrg_102a | 0.25539
Imports | 2000 | 2000-Solid fuels | KTOE | ES | 2013 | nrg_110a | 338.4651
Imports | 2000 | 2000-Solid fuels | KTOE | EL | 2010 | nrg_110a | 16.7765
Imports | 2000 | 2000-Solid fuels | KTOE | ME | 2013 | nrg_110a | 0.029308
Transformation input in Coke Ovens | 2000 | 2000-Solid fuels | KTOE | AT | 2010 | nrg_110a | 53.6203
Transformation input in Coke Ovens | 2000 | 2000-Solid fuels | KTOE | SE | 2011 | nrg_110a | 48.5083
Transformation output from Coke Ovens | 2000 | 2000-Solid fuels | KTOE | HU | 2014 | nrg_110a | 27.9636
Imports | 3000 | 3000-Total petroleum products | KTOE | MK | 2013 | nrg_110a | 43.7353
Primary production | 3000 | 3000-Total petroleum products | KTOE | AT | 2009 | nrg_110a | 43.4674
Primary production | 3000 | 3000-Total petroleum products | KTOE | FI | 2009 | nrg_110a | 4.124
Primary production | 3000 | 3000-Total petroleum products | KTOE | UA | 2010 | nrg_110a | 151.9808
Transformation input in Coke Ovens | 3000 | 3000-Total petroleum products | KTOE | SE | 2011 | nrg_110a | 0.64058
Consumption in Coal Mines | 3000 | 3000-Total petroleum products | KTOE | RO | 2010 | nrg_110a | 0.25539
Transformation output from Coke Ovens | 2000 | 2000-Solid fuels | KTOE | ES | 2014 | nrg_100a | 46.3144
Transformation output from Coke Ovens | 2000 | 2000-Solid fuels | KTOE | FI | 2010 | nrg_100a | 23.7978
Transformation output from Coke Ovens | 2000 | 2000-Solid fuels | KTOE | IT | 2012 | nrg_100a | 119.2443
Primary production | 3000 | 3000-Total petroleum products | KTOE | AL | 2009 | nrg_100a | 23.153
Primary production | 2000 | 2000-Solid fuels | KTOE | AT | 2009 | nrg_100a | 0.0083736
Primary production | 2000 | 2000-Solid fuels | KTOE | HU | 2013 | nrg_100a | 67.4787
Primary production | 2000 | 2000-Solid fuels | KTOE | UA | 2011 | nrg_100a | 1536.7147
Primary production | 2000 | 2000-Solid fuels | KTOE | XK | 2013 | nrg_100a | 64.125
Primary production | 2000 | 2000-Solid fuels | KTOE | UK | 2011 | nrg_100a | 437.3657
Imports | 2000 | 2000-Solid fuels | KTOE | MK | 2014 | nrg_100a | 4.8399
Imports | 2000 | 2000-Solid fuels | KTOE | ME | 2009 | nrg_100a | 0.37681
Transformation input in Patent Fuel Plants | 3000 | 3000-Total petroleum products | KTOE | UK | 2012 | nrg_100a | 2.8177
Transformation input in Coke Ovens | 2000 | 2000-Solid fuels | KTOE | AT | 2012 | nrg_100a | 52.4439
Transformation input in Patent Fuel Plants | 2000 | 2000-Solid fuels | KTOE | UA | 2014 | nrg_100a | 1.39
Transformation input in Patent Fuel Plants | 2000 | 2000-Solid fuels | KTOE | UK | 2014 | nrg_100a | 6.5816
Imports | 3000 | 3000-Total petroleum products | KTOE | ES | 2013 | nrg_100a | 3260.7175
Imports | 3000 | 3000-Total petroleum products | KTOE | MK | 2010 | nrg_100a | 50.2709
Consumption in Coal Mines | 3000 | 3000-Total petroleum products | KTOE | MK | 2014 | nrg_100a | 0.083736
Consumption in Pipeline transport | 3000 | 3000-Total petroleum products | KTOE | PL | 2009 | nrg_100a | 0.087923
Transformation input in Coke Ovens | 2000 | 2000-Solid fuels | KTOE | UA | 2014 | nrg_101a | 506.9336
Transformation input in Coke Ovens | 2000 | 2000-Solid fuels | KTOE | TR | 2011 | nrg_101a | 151.1393
Transformation input in Gas Works | 2000 | 2000-Solid fuels | KTOE | CZ | 2012 | nrg_101a | 19.7994
Transformation input in Gas Works | 2000 | 2000-Solid fuels | KTOE | EE | 2009 | nrg_101a | 9.9227
Transformation input in BKB / PB Plants | 2000 | 2000-Solid fuels | KTOE | FI | 2009 | nrg_101a | 0.51498
Primary production | 2000 | 2000-Solid fuels | KTOE | CZ | 2012 | nrg_101a | 843.2843
Primary production | 2000 | 2000-Solid fuels | KTOE | EE | 2013 | nrg_101a | 185.2952
Imports | 2000 | 2000-Solid fuels | KTOE | IT | 2014 | nrg_101a | 549.7185
Imports | 2000 | 2000-Solid fuels | KTOE | LV | 2011 | nrg_101a | 4.8818
Imports | 2000 | 2000-Solid fuels | KTOE | LU | 2011 | nrg_101a | 2.4158
Imports | 2000 | 2000-Solid fuels | KTOE | TR | 2010 | nrg_101a | 579.9472
Consumption in Coal Mines | 2000 | 2000-Solid fuels | KTOE | RO | 2009 | nrg_101a | 0.12142
Consumption in Coal Mines | 2000 | 2000-Solid fuels | KTOE | SK | 2013 | nrg_101a | 0.01256
Consumption in Coke Ovens | 2000 | 2000-Solid fuels | KTOE | IT | 2009 | nrg_101a | 1.6747
Primary production | 3000 | 3000-Total petroleum products | KTOE | BG | 2014 | nrg_102a | 1.0551
Primary production | 3000 | 3000-Total petroleum products | KTOE | CZ | 2012 | nrg_102a | 13.1591
Primary production | 3000 | 3000-Total petroleum products | KTOE | EL | 2009 | nrg_102a | 3.3829
Primary production | 3000 | 3000-Total petroleum products | KTOE | FI | 2013 | nrg_102a | 2.9768
Primary production | 3000 | 3000-Total petroleum products | KTOE | ES | 2011 | nrg_102a | 4.2077
Imports | 3000 | 3000-Total petroleum products | KTOE | CZ | 2013 | nrg_102a | 419.8397
Imports | 3000 | 3000-Total petroleum products | KTOE | LV | 2013 | nrg_102a | 98.2014
Imports | 3000 | 3000-Total petroleum products | KTOE | NL | 2009 | nrg_102a | 5670.5559
Consumption in Oil and gas extraction | 3000 | 3000-Total petroleum products | KTOE | RO | 2012 | nrg_102a | 2.7507
Consumption in Oil and gas extraction | 3000 | 3000-Total petroleum products | KTOE | UK | 2012 | nrg_102a | 26.5443
Consumption in Coal Mines | 3000 | 3000-Total petroleum products | KTOE | SK | 2011 | nrg_102a | 0.041868
Transformation output from Coke Ovens | 2121 | 2121-Coke Oven Coke | KTOE | NL | 2014 | nrg_110a | 57.3131
Transformation output from Coke Ovens | 2121 | 2121-Coke Oven Coke | KTOE | PL | 2010 | nrg_110a | 280.5533
Transformation output from Coke Ovens | 2121 | 2121-Coke Oven Coke | KTOE | TR | 2009 | nrg_110a | 97.9544
Transformation input in Gas Works | 2410 | 2410-Oil shale and oil sands | KTOE | EE | 2010 | nrg_110a | 11.3295
Primary production | 5547 | 5547-Biodiesels | KTOE | SI | 2009 | nrg_110a | 0.25958
Primary production | 5540 | 5540-Biomass and renewable wastes | KTOE | TR | 2011 | nrg_107a | 151.8217
Imports | 2100 | 2100-Hard coal and derivatives | KTOE | PL | 2009 | nrg_101a | 273.2892
Consumption in Gas Works | 2100 | 2100-Hard coal and derivatives | KTOE | CZ | 2013 | nrg_101a | 3.3536
Imports | 5540 | 5540-Biomass and renewable wastes | KTOE | NO | 2009 | nrg_107a | 4.9572
Imports | 5540 | 5540-Biomass and renewable wastes | KTOE | PL | 2011 | nrg_107a | 22.2361
Imports | 5547 | 5547-Biodiesels | KTOE | AT | 2009 | nrg_107a | 13.628
Imports | 3286 | 3286-Paraffin Waxes | KTOE | PL | 2009 | nrg_110a | 3.6802
Imports | 2100 | 2100-Hard coal and derivatives | KTOE | EE | 2013 | nrg_101a | 1.6035
Imports | 2100 | 2100-Hard coal and derivatives | KTOE | RO | 2013 | nrg_101a | 43.6893
Transformation input in Patent Fuel Plants | 2100 | 2100-Hard coal and derivatives | KTOE | UK | 2013 | nrg_101a | 6.6026
Transformation output from Patent Fuel Plants | 2100 | 2100-Hard coal and derivatives | KTOE | UA | 2013 | nrg_101a | 1.1137
Transformation output from Patent Fuel Plants | 2100 | 2100-Hard coal and derivatives | KTOE | UK | 2009 | nrg_101a | 8.876
Transformation output from Coke Ovens | 2100 | 2100-Hard coal and derivatives | KTOE | ES | 2011 | nrg_101a | 59.2014
Transformation output from Coke Ovens | 2100 | 2100-Hard coal and derivatives | KTOE | IT | 2009 | nrg_101a | 78.5192
Transformation output from Coke Ovens | 2121 | 2121-Coke Oven Coke | KTOE | FR | 2011 | nrg_101a | 84.3012
Imports | 3286 | 3286-Paraffin Waxes | KTOE | PL | 2011 | nrg_102a | 2.6796
Imports | 3286 | 3286-Paraffin Waxes | KTOE | PT | 2012 | nrg_102a | 0.28052
Primary production | 5540 | 5540-Biomass and renewable wastes | KTOE | MD | 2010 | nrg_107a | 7.1594
Primary production | 5540 | 5540-Biomass and renewable wastes | KTOE | ME | 2011 | nrg_107a | 7.8712
Primary production | 5540 | 5540-Biomass and renewable wastes | KTOE | MK | 2014 | nrg_107a | 6.611
Transformation output from Coke Ovens | 2121 | 2121-Coke Oven Coke | KTOE | ES | 2013 | nrg_110a | 50.1872
Transformation output from Coke Ovens | 2121 | 2121-Coke Oven Coke | KTOE | FI | 2009 | nrg_110a | 21.0345
Transformation output from Coke Ovens | 2121 | 2121-Coke Oven Coke | KTOE | IT | 2011 | nrg_110a | 136.4562
Imports | 3286 | 3286-Paraffin Waxes | KTOE | PT | 2013 | nrg_110a | 0.20097
Imports | 3286 | 3286-Paraffin Waxes | KTOE | RO | 2013 | nrg_110a | 0.2847
Transformation input in Coke Ovens | 2100 | 2100-Hard coal and derivatives | KTOE | FR | 2013 | nrg_101a | 141.1245
Consumption in Coal Mines | 2100 | 2100-Hard coal and derivatives | KTOE | UK | 2014 | nrg_101a | 0.025121
Transformation output from Coke Ovens | 2100 | 2100-Hard coal and derivatives | KTOE | PL | 2012 | nrg_101a | 267.6244
Transformation output from Coke Ovens | 2100 | 2100-Hard coal and derivatives | KTOE | SE | 2010 | nrg_101a | 34.114
Imports | 2121 | 2121-Coke Oven Coke | KTOE | NL | 2011 | nrg_101a | 4.5301
Transformation input in Coke Ovens | 2121 | 2121-Coke Oven Coke | KTOE | HU | 2013 | nrg_101a | 0.17166
Consumption in Coal Mines | 2410 | 2410-Oil shale and oil sands | KTOE | EE | 2012 | nrg_101a | 0.10048
Primary production | 5540 | 5540-Biomass and renewable wastes | KTOE | ES | 2014 | nrg_107a | 294.5958
Primary production | 5540 | 5540-Biomass and renewable wastes | KTOE | HR | 2010 | nrg_107a | 56.8651
Primary production | 5540 | 5540-Biomass and renewable wastes | KTOE | UA | 2014 | nrg_107a | 100.4958
Imports | 5540 | 5540-Biomass and renewable wastes | KTOE | MT | 2010 | nrg_107a | 0.029308
Imports | 5540 | 5540-Biomass and renewable wastes | KTOE | ME | 2014 | nrg_107a | 0.079549
Imports | 5547 | 5547-Biodiesels | KTOE | MT | 2011 | nrg_107a | 0.050242
Primary production | 5547 | 5547-Biodiesels | KTOE | UK | 2013 | nrg_107a | 9.9311
Imports | 5547 | 5547-Biodiesels | KTOE | ES | 2014 | nrg_107a | 41.4912
Transformation output from Coke Ovens | 2121 | 2121-Coke Oven Coke | KTOE | PL | 2014 | nrg_110a | 272.6863
Transformation output from Coke Ovens | 2121 | 2121-Coke Oven Coke | KTOE | SE | 2012 | nrg_110a | 31.7778
Transformation output from Coke Ovens | 2121 | 2121-Coke Oven Coke | KTOE | TR | 2013 | nrg_110a | 119.843
Transformation input in Gas Works | 2410 | 2410-Oil shale and oil sands | KTOE | EE | 2014 | nrg_110a | 9.2193
Consumption in Coal Mines | 2410 | 2410-Oil shale and oil sands | KTOE | EE | 2009 | nrg_110a | 0.13398
Imports | 3286 | 3286-Paraffin Waxes | KTOE | ES | 2012 | nrg_110a | 0.67826
Imports | 3286 | 3286-Paraffin Waxes | KTOE | MK | 2009 | nrg_110a | 0.041868
Primary production | 2100 | 2100-Hard coal and derivatives | KTOE | BG | 2010 | nrg_101a | 0.23446
Primary production | 2100 | 2100-Hard coal and derivatives | KTOE | DE | 2011 | nrg_101a | 359.8973
Imports | 2100 | 2100-Hard coal and derivatives | KTOE | CZ | 2010 | nrg_101a | 89.497
Imports | 2100 | 2100-Hard coal and derivatives | KTOE | DE | 2013 | nrg_101a | 1565.1933
Imports | 2100 | 2100-Hard coal and derivatives | KTOE | IE | 2013 | nrg_101a | 61.2152
Imports | 2100 | 2100-Hard coal and derivatives | KTOE | FR | 2013 | nrg_101a | 490.0021
Transformation input in Coke Ovens | 2100 | 2100-Hard coal and derivatives | KTOE | DE | 2014 | nrg_101a | 326.2229
Consumption in Pipeline transport | 4100 | 4100-Natural gas | KTOE | HU | 2011 | nrg_110a | 2.085
Consumption in Pipeline transport | 4100 | 4100-Natural gas | KTOE | IT | 2011 | nrg_110a | 5.4428
Consumption in Pipeline transport | 4100 | 4100-Natural gas | KTOE | MD | 2009 | nrg_110a | 0.13816
Primary production | 5100 | 5100-Nuclear heat | KTOE | BE | 2010 | nrg_110a | 517.7941
Primary production | 5100 | 5100-Nuclear heat | KTOE | FR | 2014 | nrg_110a | 4713.9181
Primary production | 7200 | 7200-Waste (non-renewable) | KTOE | FR | 2013 | nrg_110a | 51.64
Primary production | 4000 | 4000-Gas | KTOE | AT | 2014 | nrg_100a | 45.4268
Primary production | 4000 | 4000-Gas | KTOE | FR | 2009 | nrg_100a | 31.9662
Primary production | 4000 | 4000-Gas | KTOE | HR | 2013 | nrg_100a | 63.1076
Primary production | 4000 | 4000-Gas | KTOE | MD | 2013 | nrg_100a | 0.0041868
Primary production | 7200 | 7200-Waste (non-renewable) | KTOE | HR | 2014 | nrg_100a | 0.42705
Transformation output from Coke Ovens | 4000 | 4000-Gas | KTOE | ES | 2009 | nrg_100a | 12.954
Transformation output from Coke Ovens | 4000 | 4000-Gas | KTOE | NL | 2014 | nrg_100a | 16.2867
Transformation output from Coke Ovens | 4000 | 4000-Gas | KTOE | PL | 2010 | nrg_100a | 73.0094
Transformation output from Coke Ovens | 4000 | 4000-Gas | KTOE | TR | 2009 | nrg_100a | 23.7015
Imports | 4000 | 4000-Gas | KTOE | EE | 2009 | nrg_100a | 21.9849
Imports | 4000 | 4000-Gas | KTOE | MK | 2013 | nrg_100a | 5.4303
Consumption in Oil and gas extraction | 4000 | 4000-Gas | KTOE | LT | 2012 | nrg_100a | 0.0041868
Consumption in Pipeline transport | 4000 | 4000-Gas | KTOE | CZ | 2010 | nrg_100a | 2.7382
Consumption in Pipeline transport | 4000 | 4000-Gas | KTOE | FI | 2014 | nrg_100a | 0.25121
Imports | 2210 | 2210-Lignite/Brown Coal | KTOE | IT | 2009 | nrg_101a | 0.075362
Imports | 2210 | 2210-Lignite/Brown Coal | KTOE | HR | 2012 | nrg_101a | 0.78712
Primary production | 2210 | 2210-Lignite/Brown Coal | KTOE | EL | 2012 | nrg_101a | 336.8155
Transformation input in Gas Works | 2210 | 2210-Lignite/Brown Coal | KTOE | CZ | 2011 | nrg_101a | 20.105
Consumption in Coal Mines | 2210 | 2210-Lignite/Brown Coal | KTOE | CZ | 2009 | nrg_101a | 0.050242
Consumption in Coal Mines | 2210 | 2210-Lignite/Brown Coal | KTOE | SK | 2014 | nrg_101a | 0.01256
Consumption in Coal Mines | 2210 | 2210-Lignite/Brown Coal | KTOE | RO | 2011 | nrg_101a | 0.058615
Primary production | 3105 | 3105-Crude oil (without NGL) | KTOE | ES | 2012 | nrg_102a | 5.9578
Primary production | 3105 | 3105-Crude oil (without NGL) | KTOE | RS | 2009 | nrg_102a | 28.24
Imports | 3105 | 3105-Crude oil (without NGL) | KTOE | IE | 2009 | nrg_102a | 111.0674
Imports | 3105 | 3105-Crude oil (without NGL) | KTOE | HU | 2011 | nrg_102a | 221.5278
Imports | 3105 | 3105-Crude oil (without NGL) | KTOE | NL | 2010 | nrg_102a | 2062.0995
Imports | 3270A | 3270A-Total fuel oil | KTOE | MD | 2014 | nrg_102a | 0.72013
Imports | 3270A | 3270A-Total fuel oil | KTOE | NL | 2012 | nrg_102a | 1328.3586
Consumption in Oil and gas extraction | 4000 | 4000-Gas | KTOE | PL | 2012 | nrg_103a | 8.1182
Consumption in Oil and gas extraction | 4000 | 4000-Gas | KTOE | RS | 2011 | nrg_103a | 1.5407
Consumption in Oil and gas extraction | 4000 | 4000-Gas | KTOE | RO | 2013 | nrg_103a | 12.9623
Consumption in Oil and gas extraction | 4000 | 4000-Gas | KTOE | UK | 2009 | nrg_103a | 197.998
Consumption in Coal Mines | 4000 | 4000-Gas | KTOE | SK | 2012 | nrg_103a | 0.0041868
Consumption in Coal Mines | 4000 | 4000-Gas | KTOE | UK | 2012 | nrg_103a | 0.62802
Consumption in Coke Ovens | 4000 | 4000-Gas | KTOE | SE | 2014 | nrg_103a | 3.8519
Consumption in Pipeline transport | 4000 | 4000-Gas | KTOE | AT | 2014 | nrg_103a | 9.0812
Consumption in Pipeline transport | 4000 | 4000-Gas | KTOE | BE | 2014 | nrg_103a | 1.905
Primary production | 4100 | 4100-Natural gas | KTOE | CZ | 2011 | nrg_103a | 7.9298
Primary production | 4100 | 4100-Natural gas | KTOE | EL | 2012 | nrg_103a | 0.28889
Primary production | 4100 | 4100-Natural gas | KTOE | HU | 2010 | nrg_103a | 93.5708
Imports | 4100 | 4100-Natural gas | KTOE | FR | 2009 | nrg_103a | 1704.8482
Imports | 4100 | 4100-Natural gas | KTOE | HR | 2012 | nrg_103a | 46.1637
Imports | 4100 | 4100-Natural gas | KTOE | IT | 2013 | nrg_103a | 2124.8136
Imports | 4100 | 4100-Natural gas | KTOE | MD | 2011 | nrg_103a | 94.4751
Transformation input in Gas Works | 4100 | 4100-Natural gas | KTOE | DK | 2009 | nrg_103a | 0.57778
Consumption in Oil and gas extraction | 4100 | 4100-Natural gas | KTOE | PL | 2014 | nrg_103a | 10.2284
Consumption in Oil and gas extraction | 4100 | 4100-Natural gas | KTOE | UK | 2011 | nrg_103a | 172.2491
Consumption in Coke Ovens | 4100 | 4100-Natural gas | KTOE | AT | 2010 | nrg_103a | 0.096296
Primary production | 4000 | 4000-Gas | KTOE | BG | 2010 | nrg_103a | 2.4744
Primary production | 4000 | 4000-Gas | KTOE | DK | 2013 | nrg_103a | 179.2746
Primary production | 4000 | 4000-Gas | KTOE | DE | 2011 | nrg_103a | 456.0639
Primary production | 4000 | 4000-Gas | KTOE | RS | 2011 | nrg_103a | 16.9398
Primary production | 4000 | 4000-Gas | KTOE | UA | 2010 | nrg_103a | 646.0442
Imports | 4000 | 4000-Gas | KTOE | CZ | 2014 | nrg_103a | 249.2235
Imports | 4000 | 4000-Gas | KTOE | DE | 2009 | nrg_103a | 3075.7991
Imports | 4000 | 4000-Gas | KTOE | NL | 2010 | nrg_103a | 772.5944
Primary production | 5100 | 5100-Nuclear heat | KTOE | BE | 2013 | nrg_104a | 460.5564
Primary production | 5100 | 5100-Nuclear heat | KTOE | BG | 2014 | nrg_104a | 171.9686
Primary production | 5100 | 5100-Nuclear heat | KTOE | ES | 2010 | nrg_104a | 669.4903
Primary production | 5100 | 5100-Nuclear heat | KTOE | RO | 2011 | nrg_104a | 126.8684
Imports | 2116 | 2116-Coking Coal | KTOE | CZ | 2009 | nrg_110a | 24.924
Imports | 2116 | 2116-Coking Coal | KTOE | DE | 2012 | nrg_110a | 268.4241
Imports | 2116 | 2116-Coking Coal | KTOE | FR | 2012 | nrg_110a | 144.6916
Transformation input in Coke Ovens | 2116 | 2116-Coking Coal | KTOE | FR | 2013 | nrg_110a | 141.1245
Transformation input in Coke Ovens | 2116 | 2116-Coking Coal | KTOE | UA | 2012 | nrg_110a | 757.6894
Transformation input in Coke Ovens | 2116 | 2116-Coking Coal | KTOE | TR | 2009 | nrg_110a | 141.6311
Consumption in Coal Mines | 4230 | 4230-Gas Works Gas | KTOE | CZ | 2012 | nrg_110a | 0.11723
Primary production | 55432 | 55432-Municipal waste (non-renewable) | KTOE | CZ | 2013 | nrg_110a | 2.3153
Primary production | 55432 | 55432-Municipal waste (non-renewable) | KTOE | FI | 2013 | nrg_110a | 6.6361
Transformation input in Coke Ovens | 2116 | 2116-Coking Coal | KTOE | BE | 2010 | nrg_101a | 75.9946
Transformation input in Coke Ovens | 2116 | 2116-Coking Coal | KTOE | CZ | 2010 | nrg_101a | 95.1199
Transformation output from Gas Works | 4230 | 4230-Gas Works Gas | KTOE | UA | 2013 | nrg_103a | 0.72432
Primary production | 55432 | 55432-Municipal waste (non-renewable) | KTOE | LU | 2014 | nrg_108a | 0.71176
Consumption in Coal Mines | 2116 | 2116-Coking Coal | KTOE | TR | 2009 | nrg_110a | 0.92528
Imports | 2116 | 2116-Coking Coal | KTOE | BE | 2010 | nrg_110a | 82.0906
Imports | 2116 | 2116-Coking Coal | KTOE | UK | 2013 | nrg_110a | 188.8791
Transformation input in Coke Ovens | 2116 | 2116-Coking Coal | KTOE | BE | 2014 | nrg_110a | 57.154
Transformation output from Gas Works | 4230 | 4230-Gas Works Gas | KTOE | HR | 2010 | nrg_110a | 0.17585
Primary production | 55432 | 55432-Municipal waste (non-renewable) | KTOE | LU | 2010 | nrg_110a | 0.69082
Primary production | 55432 | 55432-Municipal waste (non-renewable) | KTOE | NO | 2009 | nrg_110a | 4.8651
Imports | 2116 | 2116-Coking Coal | KTOE | PL | 2012 | nrg_101a | 47.4448
Transformation output from Gas Works | 4230 | 4230-Gas Works Gas | KTOE | CZ | 2014 | nrg_103a | 15.5205
Transformation input in Coke Ovens | 2116 | 2116-Coking Coal | KTOE | ES | 2012 | nrg_110a | 69.6474
Primary production | 55432 | 55432-Municipal waste (non-renewable) | KTOE | PL | 2011 | nrg_110a | 5.4554
Transformation input in Coke Ovens | 2116 | 2116-Coking Coal | KTOE | DE | 2010 | nrg_101a | 307.3697
Primary production | 55432 | 55432-Municipal waste (non-renewable) | KTOE | PT | 2011 | nrg_108a | 4.124
Primary production | 55432 | 55432-Municipal waste (non-renewable) | KTOE | PL | 2013 | nrg_108a | 4.124
Imports | 2116 | 2116-Coking Coal | KTOE | RO | 2013 | nrg_110a | 2.5581
Consumption in Gas Works | 4230 | 4230-Gas Works Gas | KTOE | SE | 2010 | nrg_110a | 0.16747
Primary production | 55432 | 55432-Municipal waste (non-renewable) | KTOE | PT | 2009 | nrg_110a | 4.1449
Transformation input in Coke Ovens | 2116 | 2116-Coking Coal | KTOE | RO | 2010 | nrg_101a | 0.083736
Transformation input in Coke Ovens | 2116 | 2116-Coking Coal | KTOE | SE | 2010 | nrg_101a | 55.4081
Imports | 2116 | 2116-Coking Coal | KTOE | ES | 2012 | nrg_101a | 66.7836
Primary production | 55432 | 55432-Municipal waste (non-renewable) | KTOE | HU | 2010 | nrg_108a | 2.2274
Imports | 2116 | 2116-Coking Coal | KTOE | ES | 2010 | nrg_110a | 80.5331
Transformation input in Coke Ovens | 2116 | 2116-Coking Coal | KTOE | AT | 2009 | nrg_110a | 49.0693
Primary production | 55432 | 55432-Municipal waste (non-renewable) | KTOE | BE | 2010 | nrg_110a | 17.078
Primary production | 55432 | 55432-Municipal waste (non-renewable) | KTOE | HU | 2010 | nrg_110a | 2.2274
Primary production | 55432 | 55432-Municipal waste (non-renewable) | KTOE | FR | 2010 | nrg_110a | 50.2625
Transformation input in Coke Ovens | 2116 | 2116-Coking Coal | KTOE | FI | 2012 | nrg_101a | 36.0693
Transformation input in Coke Ovens | 2116 | 2116-Coking Coal | KTOE | IT | 2012 | nrg_101a | 154.9828
Transformation input in Coke Ovens | 2116 | 2116-Coking Coal | KTOE | SK | 2014 | nrg_101a | 60.1392
Transformation input in Coke Ovens | 2116 | 2116-Coking Coal | KTOE | UA | 2010 | nrg_101a | 754.0301
Primary production | 2116 | 2116-Coking Coal | KTOE | UK | 2010 | nrg_101a | 8.2606
Imports | 2116 | 2116-Coking Coal | KTOE | NL | 2012 | nrg_101a | 116.862
Imports | 2116 | 2116-Coking Coal | KTOE | TR | 2014 | nrg_101a | 171.4955
Consumption in Coke Ovens | 2116 | 2116-Coking Coal | KTOE | IT | 2010 | nrg_101a | 1.6119
Primary production | 55432 | 55432-Municipal waste (non-renewable) | KTOE | DE | 2009 | nrg_108a | 88.241
Primary production | 55432 | 55432-Municipal waste (non-renewable) | KTOE | DK | 2014 | nrg_108a | 17.4255
Primary production | 55432 | 55432-Municipal waste (non-renewable) | KTOE | CZ | 2010 | nrg_108a | 1.7501
Primary production | 55432 | 55432-Municipal waste (non-renewable) | KTOE | ES | 2010 | nrg_108a | 7.2934
Primary production | 55432 | 55432-Municipal waste (non-renewable) | KTOE | SE | 2010 | nrg_108a | 20.6995
Consumption in Coke Ovens | 2116 | 2116-Coking Coal | KTOE | IT | 2014 | nrg_110a | 0.18422
Primary production | 2116 | 2116-Coking Coal | KTOE | UA | 2014 | nrg_110a | 343.8786
Transformation input in Coke Ovens | 2116 | 2116-Coking Coal | KTOE | IT | 2010 | nrg_110a | 152.3493
Transformation input in Coke Ovens | 2116 | 2116-Coking Coal | KTOE | SK | 2012 | nrg_110a | 59.0883
Primary production | 55432 | 55432-Municipal waste (non-renewable) | KTOE | ES | 2012 | nrg_110a | 7.3562
Primary production | 55432 | 55432-Municipal waste (non-renewable) | KTOE | IS | 2009 | nrg_110a | 0.020934
Primary production | 55432 | 55432-Municipal waste (non-renewable) | KTOE | IT | 2011 | nrg_110a | 35.2947
Primary production | 55432 | 55432-Municipal waste (non-renewable) | KTOE | SE | 2010 | nrg_110a | 20.6995
Consumption in Coal Mines | 2000 | 2000-Solid fuels | KTOE | DE | 2014 | nrg_110a | 0.041868
Consumption in Coke Ovens | 2000 | 2000-Solid fuels | KTOE | IT | 2009 | nrg_110a | 1.6747
Primary production | 2000 | 2000-Solid fuels | KTOE | DE | 2014 | nrg_110a | 1847.7437
Primary production | 2000 | 2000-Solid fuels | KTOE | EE | 2013 | nrg_110a | 185.2952
Primary production | 2000 | 2000-Solid fuels | KTOE | RS | 2011 | nrg_110a | 327.6087
Primary production | 2000 | 2000-Solid fuels | KTOE | RO | 2014 | nrg_110a | 186.2749
Imports | 2000 | 2000-Solid fuels | KTOE | CZ | 2009 | nrg_110a | 81.1988
Primary production | 2000 | 2000-Solid fuels | KTOE | SK | 2014 | nrg_100a | 24.2541
Primary production | 3000 | 3000-Total petroleum products | KTOE | SK | 2013 | nrg_102a | 0.52335
Primary production | 3000 | 3000-Total petroleum products | KTOE | SK | 2010 | nrg_110a | 0.64058
Primary production | 2000 | 2000-Solid fuels | KTOE | TR | 2011 | nrg_101a | 746.9084
Transformation input in Coke Ovens | 2000 | 2000-Solid fuels | KTOE | ES | 2012 | nrg_101a | 69.6474
Primary production | 2000 | 2000-Solid fuels | KTOE | NO | 2011 | nrg_101a | 38.9456
Imports | 2000 | 2000-Solid fuels | KTOE | AL | 2011 | nrg_110a | 5.7694
Imports | 2000 | 2000-Solid fuels | KTOE | PL | 2014 | nrg_110a | 269.2489
Transformation input in BKB / PB Plants | 2000 | 2000-Solid fuels | KTOE | EE | 2010 | nrg_110a | 1.4403
Primary production | 3000 | 3000-Total petroleum products | KTOE | NO | 2013 | nrg_110a | 3533.3452
Imports | 2000 | 2000-Solid fuels | KTOE | AL | 2014 | nrg_100a | 3.6174
Imports | 2000 | 2000-Solid fuels | KTOE | NO | 2010 | nrg_100a | 31.5894
Transformation input in Coke Ovens | 2000 | 2000-Solid fuels | KTOE | EE | 2010 | nrg_100a | 0.90016
Transformation input in BKB / PB Plants | 2000 | 2000-Solid fuels | KTOE | EE | 2012 | nrg_100a | 0.84992
Imports | 3000 | 3000-Total petroleum products | KTOE | NO | 2009 | nrg_100a | 242.7883
Consumption in Oil and gas extraction | 3000 | 3000-Total petroleum products | KTOE | SK | 2013 | nrg_100a | 0.041868
Imports | 2000 | 2000-Solid fuels | KTOE | CZ | 2010 | nrg_101a | 93.328
Imports | 2000 | 2000-Solid fuels | KTOE | RS | 2009 | nrg_101a | 25.7698
Imports | 2000 | 2000-Solid fuels | KTOE | RO | 2011 | nrg_101a | 48.1608
Primary production | 3000 | 3000-Total petroleum products | KTOE | PL | 2014 | nrg_102a | 39.0293
Imports | 3000 | 3000-Total petroleum products | KTOE | BG | 2011 | nrg_102a | 302.2702
Imports | 3000 | 3000-Total petroleum products | KTOE | CY | 2013 | nrg_102a | 96.556
Imports | 3000 | 3000-Total petroleum products | KTOE | PL | 2013 | nrg_102a | 1159.8985
Imports | 3000 | 3000-Total petroleum products | KTOE | PT | 2014 | nrg_102a | 636.2764
Consumption in Coal Mines | 2000 | 2000-Solid fuels | KTOE | HU | 2009 | nrg_110a | 0.046055
Imports | 2000 | 2000-Solid fuels | KTOE | RO | 2009 | nrg_110a | 43.9488
Imports | 2000 | 2000-Solid fuels | KTOE | PT | 2014 | nrg_110a | 108.6475
Imports | 2000 | 2000-Solid fuels | KTOE | RS | 2012 | nrg_110a | 17.2245
Transformation input in Coke Ovens | 2000 | 2000-Solid fuels | KTOE | DE | 2012 | nrg_110a | 306.6412
Consumption in Gas Works | 2000 | 2000-Solid fuels | KTOE | CZ | 2011 | nrg_110a | 1.8464
Primary production | 3000 | 3000-Total petroleum products | KTOE | PL | 2012 | nrg_110a | 28.1562
Imports | 2000 | 2000-Solid fuels | KTOE | PT | 2012 | nrg_100a | 126.9396
Transformation input in Coke Ovens | 2000 | 2000-Solid fuels | KTOE | CZ | 2014 | nrg_100a | 107.3872
Transformation input in Coke Ovens | 2000 | 2000-Solid fuels | KTOE | DE | 2010 | nrg_100a | 313.0805
Consumption in Gas Works | 2000 | 2000-Solid fuels | KTOE | CZ | 2013 | nrg_100a | 3.3536
Transformation input in Coke Ovens | 3000 | 3000-Total petroleum products | KTOE | DE | 2014 | nrg_100a | 26.134
Imports | 3000 | 3000-Total petroleum products | KTOE | CY | 2014 | nrg_100a | 94.8645
Consumption in Pipeline transport | 3000 | 3000-Total petroleum products | KTOE | UA | 2009 | nrg_100a | 0.33913
Transformation output from Coke Ovens | 2000 | 2000-Solid fuels | KTOE | HU | 2013 | nrg_101a | 28.3698
Transformation output from Coke Ovens | 2000 | 2000-Solid fuels | KTOE | NL | 2010 | nrg_101a | 61.6255
Transformation output from Coke Ovens | 2000 | 2000-Solid fuels | KTOE | SK | 2014 | nrg_101a | 46.5991
Transformation output from Patent Fuel Plants | 2000 | 2000-Solid fuels | KTOE | UK | 2011 | nrg_101a | 8.4657
Transformation output from BKB / PB Plants | 2000 | 2000-Solid fuels | KTOE | LT | 2011 | nrg_101a | 0.13816
Transformation input in Coke Ovens | 2000 | 2000-Solid fuels | KTOE | AT | 2009 | nrg_101a | 49.0693
Transformation input in Patent Fuel Plants | 2000 | 2000-Solid fuels | KTOE | UK | 2011 | nrg_101a | 6.5775
Primary production | 2000 | 2000-Solid fuels | KTOE | AL | 2010 | nrg_101a | 0.10048
Primary production | 2000 | 2000-Solid fuels | KTOE | AT | 2012 | nrg_101a | 0.0083736
Primary production | 2000 | 2000-Solid fuels | KTOE | FI | 2012 | nrg_101a | 41.5414
Imports | 2000 | 2000-Solid fuels | KTOE | MK | 2010 | nrg_101a | 5.715
Transformation input in Patent Fuel Plants | 3000 | 3000-Total petroleum products | KTOE | UK | 2013 | nrg_102a | 3.7723
Primary production | 3000 | 3000-Total petroleum products | KTOE | AT | 2010 | nrg_102a | 41.9015
Imports | 3000 | 3000-Total petroleum products | KTOE | ES | 2012 | nrg_102a | 3296.59
Consumption in Coal Mines | 3000 | 3000-Total petroleum products | KTOE | EE | 2010 | nrg_102a | 0.67407
Primary production | 2000 | 2000-Solid fuels | KTOE | AT | 2014 | nrg_110a | 0.0083736
Imports | 2000 | 2000-Solid fuels | KTOE | EE | 2014 | nrg_110a | 2.2274
Imports | 2000 | 2000-Solid fuels | KTOE | MK | 2014 | nrg_110a | 4.8399
Imports | 3100 | 3100-Crude oil, feedstocks and other hydrocarbons | KTOE | HU | 2011 | nrg_102a | 234.2012
Imports | 3100 | 3100-Crude oil, feedstocks and other hydrocarbons | KTOE | LV | 2010 | nrg_102a | 0.079549
Primary production | 3100 | 3100-Crude oil, feedstocks and other hydrocarbons | KTOE | DE | 2014 | nrg_102a | 146.2994
Primary production | 3100 | 3100-Crude oil, feedstocks and other hydrocarbons | KTOE | DK | 2013 | nrg_102a | 364.1134
Primary production | 3100 | 3100-Crude oil, feedstocks and other hydrocarbons | KTOE | IT | 2010 | nrg_102a | 235.4531
Primary production | 3100 | 3100-Crude oil, feedstocks and other hydrocarbons | KTOE | RS | 2012 | nrg_102a | 50.0113
Imports | 3192 | 3192-Additives/Oxygenates | KTOE | HR | 2009 | nrg_102a | 2.2148
Imports | 5541 | 5541-Solid biofuels (excluding charcoal) | KTOE | NL | 2013 | nrg_107a | 12.9749
Primary production | 5541 | 5541-Solid biofuels (excluding charcoal) | KTOE | BE | 2012 | nrg_107a | 59.1804
Primary production | 5541 | 5541-Solid biofuels (excluding charcoal) | KTOE | DK | 2012 | nrg_107a | 60.0722
Primary production | 5541 | 5541-Solid biofuels (excluding charcoal) | KTOE | HU | 2009 | nrg_107a | 61.6004
Imports | 5541 | 5541-Solid biofuels (excluding charcoal) | KTOE | IE | 2014 | nrg_107a | 1.7585
Imports | 5541 | 5541-Solid biofuels (excluding charcoal) | KTOE | HU | 2012 | nrg_107a | 0.57778
Imports | 5541 | 5541-Solid biofuels (excluding charcoal) | KTOE | MD | 2009 | nrg_107a | 0.0083736
Consumption in Coal Mines | 5541 | 5541-Solid biofuels (excluding charcoal) | KTOE | DE | 2014 | nrg_107a | 0.38519
Primary production | 3192 | 3192-Additives/Oxygenates | KTOE | DE | 2010 | nrg_110a | 54.9936
Primary production | 3192 | 3192-Additives/Oxygenates | KTOE | RS | 2014 | nrg_110a | 0.28052
Imports | 3192 | 3192-Additives/Oxygenates | KTOE | IT | 2012 | nrg_110a | 7.5111
Imports | 3192 | 3192-Additives/Oxygenates | KTOE | SK | 2010 | nrg_110a | 0.087923
Primary production | 5541 | 5541-Solid biofuels (excluding charcoal) | KTOE | DK | 2014 | nrg_110a | 54.6168
Primary production | 5541 | 5541-Solid biofuels (excluding charcoal) | KTOE | ES | 2013 | nrg_110a | 217.9146
Primary production | 5541 | 5541-Solid biofuels (excluding charcoal) | KTOE | SE | 2009 | nrg_110a | 360.9315
Imports | 5541 | 5541-Solid biofuels (excluding charcoal) | KTOE | CZ | 2012 | nrg_110a | 4.011
Imports | 5541 | 5541-Solid biofuels (excluding charcoal) | KTOE | HU | 2013 | nrg_110a | 0.68664
Imports | 3100 | 3100-Crude oil, feedstocks and other hydrocarbons | KTOE | BE | 2012 | nrg_102a | 1390.6707
Primary production | 3100 | 3100-Crude oil, feedstocks and other hydrocarbons | KTOE | LT | 2011 | nrg_102a | 4.8525
Imports | 3192 | 3192-Additives/Oxygenates | KTOE | FR | 2012 | nrg_102a | 5.1414
Imports | 5541 | 5541-Solid biofuels (excluding charcoal) | KTOE | UK | 2009 | nrg_107a | 17.5971
Primary production | 5541 | 5541-Solid biofuels (excluding charcoal) | KTOE | IT | 2011 | nrg_107a | 199.9992
Primary production | 5541 | 5541-Solid biofuels (excluding charcoal) | KTOE | LU | 2012 | nrg_107a | 1.8296
Primary production | 5541 | 5541-Solid biofuels (excluding charcoal) | KTOE | LT | 2012 | nrg_107a | 41.5331
Primary production | 5541 | 5541-Solid biofuels (excluding charcoal) | KTOE | MK | 2014 | nrg_107a | 6.611
Imports | 5541 | 5541-Solid biofuels (excluding charcoal) | KTOE | AT | 2013 | nrg_107a | 20.239
Imports | 5541 | 5541-Solid biofuels (excluding charcoal) | KTOE | DK | 2014 | nrg_107a | 43.7856
Consumption in Coal Mines | 5541 | 5541-Solid biofuels (excluding charcoal) | KTOE | UA | 2010 | nrg_107a | 0.062802
Primary production | 3192 | 3192-Additives/Oxygenates | KTOE | NL | 2010 | nrg_110a | 7.352
Primary production | 5541 | 5541-Solid biofuels (excluding charcoal) | KTOE | NL | 2011 | nrg_110a | 47.0387
Imports | 5541 | 5541-Solid biofuels (excluding charcoal) | KTOE | BE | 2009 | nrg_110a | 21.3192
Imports | 5541 | 5541-Solid biofuels (excluding charcoal) | KTOE | XK | 2009 | nrg_110a | 0.041868
Imports | 5541 | 5541-Solid biofuels (excluding charcoal) | KTOE | UK | 2013 | nrg_110a | 56.0947
Primary production | 5541 | 5541-Solid biofuels (excluding charcoal) | KTOE | TR | 2009 | nrg_110a | 192.1197
Primary production | 3192 | 3192-Additives/Oxygenates | KTOE | NO | 2011 | nrg_102a | 5.2251
Imports | 3192 | 3192-Additives/Oxygenates | KTOE | RS | 2012 | nrg_102a | 0.84155
Imports | 5541 | 5541-Solid biofuels (excluding charcoal) | KTOE | BG | 2010 | nrg_107a | 0.016747
Consumption in BKB / PB Plants | 5541 | 5541-Solid biofuels (excluding charcoal) | KTOE | LT | 2013 | nrg_110a | 0.0041868
Primary production | 5541 | 5541-Solid biofuels (excluding charcoal) | KTOE | PL | 2012 | nrg_110a | 292.561
Primary production | 5541 | 5541-Solid biofuels (excluding charcoal) | KTOE | RO | 2013 | nrg_110a | 153.0987
Imports | 5541 | 5541-Solid biofuels (excluding charcoal) | KTOE | CY | 2013 | nrg_110a | 0.16747
Imports | 3100 | 3100-Crude oil, feedstocks and other hydrocarbons | KTOE | EL | 2013 | nrg_102a | 980.1173
Primary production | 3100 | 3100-Crude oil, feedstocks and other hydrocarbons | KTOE | AT | 2010 | nrg_102a | 41.9015
Primary production | 3100 | 3100-Crude oil, feedstocks and other hydrocarbons | KTOE | HR | 2009 | nrg_102a | 34.7253
Primary production | 3100 | 3100-Crude oil, feedstocks and other hydrocarbons | KTOE | HU | 2014 | nrg_102a | 32.9041
Primary production | 3100 | 3100-Crude oil, feedstocks and other hydrocarbons | KTOE | UA | 2012 | nrg_102a | 143.3393
Primary production | 3100 | 3100-Crude oil, feedstocks and other hydrocarbons | KTOE | UK | 2012 | nrg_102a | 1924.0732
Primary production | 3192 | 3192-Additives/Oxygenates | KTOE | FR | 2010 | nrg_102a | 10.3707
Primary production | 3192 | 3192-Additives/Oxygenates | KTOE | FI | 2010 | nrg_102a | 2.847
Imports | 5548 | 5548-Other liquid biofuels | KTOE | BE | 2012 | nrg_110a | 0.19259
Primary production | 5542 | 5542-Biogas | KTOE | SI | 2011 | nrg_107a | 1.5072
Primary production | 3106 | 3106-Natural gas liquids (NGL) | KTOE | SK | 2013 | nrg_110a | 0.11304
Primary production | 5542 | 5542-Biogas | KTOE | TR | 2009 | nrg_110a | 1.9678
Imports | 3295 | 3295-Other Oil Products | KTOE | PL | 2012 | nrg_102a | 4.8651
Primary production | 5542 | 5542-Biogas | KTOE | PL | 2010 | nrg_110a | 4.7981
Primary production | 5548 | 5548-Other liquid biofuels | KTOE | PL | 2010 | nrg_107a | 0.0083736
Imports | 3295 | 3295-Other Oil Products | KTOE | BG | 2014 | nrg_110a | 0.16329
Primary production | 5542 | 5542-Biogas | KTOE | RO | 2011 | nrg_110a | 0.54847
Primary production | 5548 | 5548-Other liquid biofuels | KTOE | PL | 2013 | nrg_110a | 0.0083736
Imports | 5548 | 5548-Other liquid biofuels | KTOE | BG | 2010 | nrg_110a | 0.1256
Imports | 3295 | 3295-Other Oil Products | KTOE | ES | 2013 | nrg_102a | 27.6413
Primary production | 5542 | 5542-Biogas | KTOE | LV | 2009 | nrg_107a | 0.40612
Primary production | 3106 | 3106-Natural gas liquids (NGL) | KTOE | HR | 2014 | nrg_110a | 2.4911
Consumption in Coal Mines | 3295 | 3295-Other Oil Products | KTOE | PL | 2011 | nrg_110a | 0.029308
Primary production | 5548 | 5548-Other liquid biofuels | KTOE | AT | 2013 | nrg_110a | 0.01256
Primary production | 3106 | 3106-Natural gas liquids (NGL) | KTOE | RS | 2009 | nrg_102a | 0.36844
Transformation input in Gas Works | 3106 | 3106-Natural gas liquids (NGL) | KTOE | UA | 2011 | nrg_102a | 0.083736
Imports | 3295 | 3295-Other Oil Products | KTOE | NL | 2010 | nrg_102a | 28.2818
Imports | 3295 | 3295-Other Oil Products | KTOE | CZ | 2012 | nrg_102a | 7.0631
Primary production | 5542 | 5542-Biogas | KTOE | CY | 2014 | nrg_107a | 0.47311
Primary production | 5542 | 5542-Biogas | KTOE | ES | 2011 | nrg_107a | 11.5221
Primary production | 5542 | 5542-Biogas | KTOE | EL | 2013 | nrg_107a | 3.7053
Primary production | 5542 | 5542-Biogas | KTOE | IE | 2014 | nrg_107a | 2.1855
Primary production | 5542 | 5542-Biogas | KTOE | SE | 2009 | nrg_107a | 4.572
Primary production | 5548 | 5548-Other liquid biofuels | KTOE | DK | 2011 | nrg_107a | 0.77456
Primary production | 5548 | 5548-Other liquid biofuels | KTOE | FI | 2014 | nrg_107a | 1.637
Imports | 3295 | 3295-Other Oil Products | KTOE | FR | 2012 | nrg_110a | 10.7601
Imports | 3295 | 3295-Other Oil Products | KTOE | TR | 2009 | nrg_110a | 10.9987
Primary production | 5542 | 5542-Biogas | KTOE | BG | 2014 | nrg_110a | 0.43543
Primary production | 5542 | 5542-Biogas | KTOE | CZ | 2009 | nrg_110a | 5.4387
Primary production | 5542 | 5542-Biogas | KTOE | DE | 2010 | nrg_110a | 177.3445
Primary production | 5542 | 5542-Biogas | KTOE | DK | 2014 | nrg_110a | 5.1414
Primary production | 5542 | 5542-Biogas | KTOE | FI | 2010 | nrg_110a | 1.6915
Primary production | 5542 | 5542-Biogas | KTOE | SE | 2009 | nrg_110a | 4.572
Primary production | 5542 | 5542-Biogas | KTOE | UK | 2012 | nrg_110a | 81.697
Primary production | 5548 | 5548-Other liquid biofuels | KTOE | IT | 2010 | nrg_110a | 2.7382
Imports | 5548 | 5548-Other liquid biofuels | KTOE | IT | 2014 | nrg_110a | 31.0912
Imports | 3106 | 3106-Natural gas liquids (NGL) | KTOE | UK | 2013 | nrg_102a | 97.766
Imports | 3295 | 3295-Other Oil Products | KTOE | SI | 2011 | nrg_102a | 0.20097
Imports | 3295 | 3295-Other Oil Products | KTOE | UK | 2010 | nrg_102a | 3.1527
Primary production | 5542 | 5542-Biogas | KTOE | IT | 2013 | nrg_107a | 76.0114
Primary production | 5542 | 5542-Biogas | KTOE | MT | 2014 | nrg_107a | 0.066989
Primary production | 3106 | 3106-Natural gas liquids (NGL) | KTOE | NL | 2014 | nrg_110a | 16.2364
Imports | 3106 | 3106-Natural gas liquids (NGL) | KTOE | UA | 2012 | nrg_110a | 1.0467
Imports | 3295 | 3295-Other Oil Products | KTOE | BE | 2012 | nrg_110a | 2.3614
Primary production | 5542 | 5542-Biogas | KTOE | NL | 2011 | nrg_110a | 11.9701
Primary production | 5542 | 5542-Biogas | KTOE | SI | 2010 | nrg_107a | 1.2728
Primary production | 3106 | 3106-Natural gas liquids (NGL) | KTOE | SK | 2012 | nrg_110a | 0.14654
Imports | 3295 | 3295-Other Oil Products | KTOE | PL | 2011 | nrg_102a | 0.15072
Imports | 3295 | 3295-Other Oil Products | KTOE | NO | 2014 | nrg_110a | 0.79968
Primary production | 5542 | 5542-Biogas | KTOE | PL | 2009 | nrg_110a | 4.1031
Primary production | 5548 | 5548-Other liquid biofuels | KTOE | PL | 2009 | nrg_107a | 0.033494
Primary production | 5542 | 5542-Biogas | KTOE | RO | 2010 | nrg_110a | 0.12979
Primary production | 5548 | 5548-Other liquid biofuels | KTOE | PL | 2012 | nrg_110a | 0.0041868
Imports | 3295 | 3295-Other Oil Products | KTOE | ES | 2012 | nrg_102a | 24.3211
Primary production | 3106 | 3106-Natural gas liquids (NGL) | KTOE | HR | 2013 | nrg_110a | 2.8135
Consumption in Coal Mines | 3295 | 3295-Other Oil Products | KTOE | PL | 2010 | nrg_110a | 0.029308
Primary production | 5542 | 5542-Biogas | KTOE | BE | 2014 | nrg_110a | 8.6374
Primary production | 5542 | 5542-Biogas | KTOE | HU | 2014 | nrg_110a | 3.182
Primary production | 5548 | 5548-Other liquid biofuels | KTOE | AT | 2011 | nrg_110a | 0.083736
Primary production | 5548 | 5548-Other liquid biofuels | KTOE | BE | 2014 | nrg_110a | 0.066989
Imports | 3295 | 3295-Other Oil Products | KTOE | NL | 2009 | nrg_102a | 13.8416
Imports | 3295 | 3295-Other Oil Products | KTOE | CZ | 2011 | nrg_102a | 3.9775
Primary production | 5542 | 5542-Biogas | KTOE | BG | 2014 | nrg_107a | 0.43543
Primary production | 5542 | 5542-Biogas | KTOE | CY | 2013 | nrg_107a | 0.46473
Imports | 5500 | 5500-Renewable energies | KTOE | EL | 2014 | nrg_100a | 5.3005
Consumption in Coal Mines | 5500 | 5500-Renewable energies | KTOE | PL | 2009 | nrg_100a | 0.087923
Primary production | 5500 | 5500-Renewable energies | KTOE | BE | 2012 | nrg_107a | 118.2352
Primary production | 5500 | 5500-Renewable energies | KTOE | IE | 2012 | nrg_107a | 30.4297
Primary production | 5500 | 5500-Renewable energies | KTOE | RS | 2010 | nrg_107a | 86.4239
Imports | 5500 | 5500-Renewable energies | KTOE | HU | 2010 | nrg_107a | 4.8902
Imports | 5500 | 5500-Renewable energies | KTOE | LT | 2009 | nrg_107a | 3.3494
Imports | 5500 | 5500-Renewable energies | KTOE | IT | 2010 | nrg_107a | 108.8401
Imports | 5500 | 5500-Renewable energies | KTOE | NL | 2010 | nrg_107a | 29.7765
Imports | 5500 | 5500-Renewable energies | KTOE | SK | 2011 | nrg_107a | 1.5742
Consumption in Coal Mines | 5500 | 5500-Renewable energies | KTOE | PL | 2010 | nrg_107a | 0.058615
Consumption in BKB / PB Plants | 5500 | 5500-Renewable energies | KTOE | LT | 2013 | nrg_107a | 0.0041868
Primary production | 5500 | 5500-Renewable energies | KTOE | CY | 2012 | nrg_110a | 4.4631
Primary production | 5500 | 5500-Renewable energies | KTOE | EE | 2009 | nrg_110a | 36.1991
Primary production | 5500 | 5500-Renewable energies | KTOE | DK | 2014 | nrg_110a | 131.633
Primary production | 5500 | 5500-Renewable energies | KTOE | IE | 2014 | nrg_110a | 35.7385
Primary production | 5500 | 5500-Renewable energies | KTOE | IT | 2010 | nrg_110a | 812.0173
Primary production | 5500 | 5500-Renewable energies | KTOE | SE | 2009 | nrg_110a | 662.3141
Imports | 5500 | 5500-Renewable energies | KTOE | HR | 2013 | nrg_110a | 0.43124
Imports | 5500 | 5500-Renewable energies | KTOE | IE | 2011 | nrg_110a | 1.9176
Imports | 5500 | 5500-Renewable energies | KTOE | MD | 2009 | nrg_110a | 0.0083736
Consumption in Coal Mines | 5500 | 5500-Renewable energies | KTOE | DE | 2014 | nrg_110a | 0.38519
Primary production | 5500 | 5500-Renewable energies | KTOE | DK | 2009 | nrg_100a | 116.9918
Primary production | 5500 | 5500-Renewable energies | KTOE | EE | 2011 | nrg_100a | 40.8841
Primary production | 5500 | 5500-Renewable energies | KTOE | ES | 2011 | nrg_100a | 584.2512
Primary production | 5500 | 5500-Renewable energies | KTOE | IS | 2010 | nrg_100a | 200.5687
Primary production | 5500 | 5500-Renewable energies | KTOE | RO | 2012 | nrg_100a | 219.4804
Primary production | 5500 | 5500-Renewable energies | KTOE | UK | 2011 | nrg_100a | 275.3533
Imports | 5500 | 5500-Renewable energies | KTOE | IS | 2014 | nrg_100a | 0.15491
Imports | 5500 | 5500-Renewable energies | KTOE | FR | 2014 | nrg_100a | 23.5047
Primary production | 5500 | 5500-Renewable energies | KTOE | MT | 2012 | nrg_107a | 0.36425
Imports | 5500 | 5500-Renewable energies | KTOE | DK | 2011 | nrg_107a | 42.5379
Imports | 5500 | 5500-Renewable energies | KTOE | SE | 2013 | nrg_107a | 15.0348
Imports | 5500 | 5500-Renewable energies | KTOE | SK | 2012 | nrg_110a | 1.2644
Primary production | 5500 | 5500-Renewable energies | KTOE | LT | 2012 | nrg_100a | 50.1537
Primary production | 5500 | 5500-Renewable energies | KTOE | LU | 2010 | nrg_100a | 3.6676
Imports | 5500 | 5500-Renewable energies | KTOE | BE | 2011 | nrg_100a | 21.4615
Imports | 5500 | 5500-Renewable energies | KTOE | DK | 2014 | nrg_100a | 55.3872
Imports | 5500 | 5500-Renewable energies | KTOE | FI | 2009 | nrg_100a | 10.5717
Imports | 5500 | 5500-Renewable energies | KTOE | XK | 2013 | nrg_100a | 0.029308
Transformation input in BKB / PB Plants | 5500 | 5500-Renewable energies | KTOE | UA | 2013 | nrg_100a | 0.037681
Consumption in Coal Mines | 5500 | 5500-Renewable energies | KTOE | UA | 2011 | nrg_100a | 0.037681
Primary production | 5500 | 5500-Renewable energies | KTOE | SI | 2009 | nrg_107a | 41.0181
Primary production | 5500 | 5500-Renewable energies | KTOE | SK | 2009 | nrg_110a | 51.2004
Primary production | 5500 | 5500-Renewable energies | KTOE | SK | 2014 | nrg_107a | 60.3234
Primary production | 5500 | 5500-Renewable energies | KTOE | TR | 2011 | nrg_100a | 469.8594
Primary production | 5500 | 5500-Renewable energies | KTOE | UA | 2009 | nrg_110a | 111.1428
Imports | 5500 | 5500-Renewable energies | KTOE | NO | 2012 | nrg_107a | 6.9626
Imports | 5500 | 5500-Renewable energies | KTOE | NO | 2014 | nrg_100a | 6.2425
Primary production | 5500 | 5500-Renewable energies | KTOE | LV | 2013 | nrg_107a | 89.4719
Primary production | 5500 | 5500-Renewable energies | KTOE | MK | 2011 | nrg_107a | 13.6364
Primary production | 5500 | 5500-Renewable energies | KTOE | PL | 2009 | nrg_107a | 252.1542
Primary production | 5500 | 5500-Renewable energies | KTOE | PT | 2014 | nrg_107a | 244.8566
Imports | 5500 | 5500-Renewable energies | KTOE | EE | 2014 | nrg_107a | 1.5072
Primary production | 5500 | 5500-Renewable energies | KTOE | PT | 2014 | nrg_110a | 244.8566
Imports | 5500 | 5500-Renewable energies | KTOE | CY | 2010 | nrg_110a | 0.9839
Imports | 5500 | 5500-Renewable energies | KTOE | EE | 2011 | nrg_110a | 0.1591
Primary production | 5500 | 5500-Renewable energies | KTOE | ME | 2010 | nrg_100a | 19.4686
Consumption in BKB / PB Plants | 5500 | 5500-Renewable energies | KTOE | LT | 2014 | nrg_100a | 0.0083736
Primary production | 5500 | 5500-Renewable energies | KTOE | FR | 2014 | nrg_107a | 879.3159
Primary production | 5500 | 5500-Renewable energies | KTOE | UK | 2009 | nrg_107a | 229.8637
Primary production | 5500 | 5500-Renewable energies | KTOE | XK | 2013 | nrg_107a | 10.9192
Primary production | 5500 | 5500-Renewable energies | KTOE | HR | 2009 | nrg_110a | 80.0474
Primary production | 5500 | 5500-Renewable energies | KTOE | XK | 2012 | nrg_110a | 10.5926
Primary production | 5500 | 5500-Renewable energies | KTOE | UK | 2012 | nrg_110a | 316.363
Imports | 3244 | 3244-Other kerosene | KTOE | IT | 2010 | nrg_102a | 17.5887
Imports | 3244 | 3244-Other kerosene | KTOE | NL | 2010 | nrg_102a | 30.2999
Primary production | 5534 | 5534-Solar photovoltaic | KTOE | EL | 2009 | nrg_107a | 0.18003
Primary production | 5534 | 5534-Solar photovoltaic | KTOE | IT | 2010 | nrg_107a | 6.8622
Primary production | 55431 | 55431-Municipal waste (renewable) | KTOE | BG | 2010 | nrg_107a | 0.41868
Primary production | 55431 | 55431-Municipal waste (renewable) | KTOE | DK | 2010 | nrg_107a | 20.7875
Primary production | 55431 | 55431-Municipal waste (renewable) | KTOE | IE | 2012 | nrg_107a | 1.8589
Primary production | 55431 | 55431-Municipal waste (renewable) | KTOE | IT | 2012 | nrg_107a | 33.7791
Primary production | 55431 | 55431-Municipal waste (renewable) | KTOE | SE | 2011 | nrg_107a | 29.8728
Imports | 5545 | 5545-Liquid biofuels | KTOE | CZ | 2009 | nrg_107a | 2.8973
Imports | 5545 | 5545-Liquid biofuels | KTOE | IT | 2014 | nrg_107a | 58.4226
Imports | 5545 | 5545-Liquid biofuels | KTOE | LT | 2014 | nrg_107a | 1.524
Primary production | 5545 | 5545-Liquid biofuels | KTOE | ES | 2009 | nrg_107a | 37.1285
Imports | 2130 | 2130-Coal Tar | KTOE | UA | 2010 | nrg_110a | 0.75362
Transformation output from Coke Ovens | 2130 | 2130-Coal Tar | KTOE | SK | 2011 | nrg_110a | 2.2609
Imports | 3244 | 3244-Other kerosene | KTOE | UA | 2013 | nrg_110a | 7.1385
Imports | 3244 | 3244-Other kerosene | KTOE | CZ | 2011 | nrg_110a | 0.12979
Imports | 3244 | 3244-Other kerosene | KTOE | DE | 2011 | nrg_110a | 0.77037
Imports | 3244 | 3244-Other kerosene | KTOE | HR | 2013 | nrg_110a | 0.041868
Primary production | 5534 | 5534-Solar photovoltaic | KTOE | CZ | 2012 | nrg_110a | 7.733
Primary production | 5534 | 5534-Solar photovoltaic | KTOE | CY | 2013 | nrg_110a | 0.17166
Primary production | 5534 | 5534-Solar photovoltaic | KTOE | EL | 2011 | nrg_110a | 2.1981
Primary production | 5534 | 5534-Solar photovoltaic | KTOE | FI | 2012 | nrg_110a | 0.020934
Primary production | 5534 | 5534-Solar photovoltaic | KTOE | RO | 2012 | nrg_110a | 0.029308
Primary production | 55431 | 55431-Municipal waste (renewable) | KTOE | CZ | 2014 | nrg_110a | 3.4541
Primary production | 55431 | 55431-Municipal waste (renewable) | KTOE | DE | 2010 | nrg_110a | 97.7032
Primary production | 55431 | 55431-Municipal waste (renewable) | KTOE | ES | 2013 | nrg_110a | 8.361
Primary production | 55431 | 55431-Municipal waste (renewable) | KTOE | IE | 2012 | nrg_110a | 1.8589
Primary production | 55431 | 55431-Municipal waste (renewable) | KTOE | SE | 2013 | nrg_110a | 34.3401
Transformation output from Coke Ovens | 2130 | 2130-Coal Tar | KTOE | UK | 2011 | nrg_101a | 6.0709
Imports | 2200 | 2200-Lignite and Derivatives | KTOE | BE | 2009 | nrg_101a | 3.7388
Transformation input in BKB / PB Plants | 2200 | 2200-Lignite and Derivatives | KTOE | LT | 2012 | nrg_101a | 0.083736
Imports | 2200 | 2200-Lignite and Derivatives | KTOE | FI | 2014 | nrg_101a | 0.48986
Imports | 2200 | 2200-Lignite and Derivatives | KTOE | SE | 2009 | nrg_101a | 5.6271
Imports | 2200 | 2200-Lignite and Derivatives | KTOE | UA | 2011 | nrg_101a | 0.2219
Transformation output from BKB / PB Plants | 2200 | 2200-Lignite and Derivatives | KTOE | CZ | 2009 | nrg_101a | 3.3997
Consumption in Oil and gas extraction | 3244 | 3244-Other kerosene | KTOE | CY | 2014 | nrg_102a | 0.087923
Imports | 3244 | 3244-Other kerosene | KTOE | BE | 2013 | nrg_102a | 3.5672
Imports | 3244 | 3244-Other kerosene | KTOE | XK | 2011 | nrg_102a | 0.087923
Primary production | 5534 | 5534-Solar photovoltaic | KTOE | LT | 2013 | nrg_107a | 0.16329
Primary production | 55431 | 55431-Municipal waste (renewable) | KTOE | NL | 2013 | nrg_107a | 33.4442
Imports | 5545 | 5545-Liquid biofuels | KTOE | SI | 2013 | nrg_107a | 2.4535
Primary production | 5545 | 5545-Liquid biofuels | KTOE | IT | 2013 | nrg_107a | 22.9981
Primary production | 5545 | 5545-Liquid biofuels | KTOE | MT | 2012 | nrg_107a | 0.041868
Primary production | 5545 | 5545-Liquid biofuels | KTOE | NL | 2009 | nrg_107a | 12.1333
Imports | 5545 | 5545-Liquid biofuels | KTOE | AT | 2009 | nrg_107a | 15.4032
Transformation output from Coke Ovens | 2130 | 2130-Coal Tar | KTOE | BE | 2011 | nrg_110a | 2.5623
Primary production | 55431 | 55431-Municipal waste (renewable) | KTOE | NL | 2011 | nrg_110a | 36.6889
Primary production | 5534 | 5534-Solar photovoltaic | KTOE | SK | 2011 | nrg_110a | 1.4277
Primary production | 2200 | 2200-Lignite and Derivatives | KTOE | UA | 2014 | nrg_101a | 5.7066
Primary production | 2200 | 2200-Lignite and Derivatives | KTOE | PL | 2009 | nrg_101a | 509.9732
Transformation input in BKB / PB Plants | 2200 | 2200-Lignite and Derivatives | KTOE | RS | 2011 | nrg_101a | 23.1195
Imports | 3244 | 3244-Other kerosene | KTOE | PL | 2012 | nrg_102a | 0.041868
Primary production | 5534 | 5534-Solar photovoltaic | KTOE | PL | 2014 | nrg_107a | 0.025121
Imports | 5545 | 5545-Liquid biofuels | KTOE | NO | 2011 | nrg_107a | 4.8274
Imports | 5545 | 5545-Liquid biofuels | KTOE | PL | 2009 | nrg_107a | 9.4747
Primary production | 5545 | 5545-Liquid biofuels | KTOE | NO | 2014 | nrg_107a | 0.14654
Imports | 3244 | 3244-Other kerosene | KTOE | NO | 2011 | nrg_110a | 7.6283
Imports | 2130 | 2130-Coal Tar | KTOE | CZ | 2011 | nrg_101a | 9.4622
Primary production | 2200 | 2200-Lignite and Derivatives | KTOE | RO | 2010 | nrg_101a | 247.0798
Transformation input in Coke Ovens | 2200 | 2200-Lignite and Derivatives | KTOE | DE | 2011 | nrg_101a | 5.648
Primary production | 5534 | 5534-Solar photovoltaic | KTOE | MK | 2012 | nrg_107a | 0.0083736
Primary production | 5534 | 5534-Solar photovoltaic | KTOE | PT | 2012 | nrg_107a | 1.4151
Primary production | 5100 | 5100-Nuclear heat | KTOE | UA | 2010 | nrg_104a | 969.2526
Primary production | 7200 | 7200-Waste (non-renewable) | KTOE | BG | 2011 | nrg_108a | 0.34332
Primary production | 7200 | 7200-Waste (non-renewable) | KTOE | IT | 2013 | nrg_108a | 47.6458
Primary production | 7200 | 7200-Waste (non-renewable) | KTOE | SI | 2010 | nrg_108a | 0.97552
Primary production | 7200 | 7200-Waste (non-renewable) | KTOE | SE | 2012 | nrg_108a | 22.7636
Primary production | 7200 | 7200-Waste (non-renewable) | KTOE | UK | 2009 | nrg_108a | 19.4268
Consumption in Coke Ovens | 7200 | 7200-Waste (non-renewable) | KTOE | PL | 2011 | nrg_108a | 0.0083736
Primary production | 2210 | 2210-Lignite/Brown Coal | KTOE | RS | 2011 | nrg_110a | 327.6087
Transformation input in Gas Works | 2210 | 2210-Lignite/Brown Coal | KTOE | CZ | 2013 | nrg_110a | 16.7891
Primary production | 2210 | 2210-Lignite/Brown Coal | KTOE | XK | 2012 | nrg_110a | 62.6345
Imports | 2210 | 2210-Lignite/Brown Coal | KTOE | CZ | 2010 | nrg_110a | 0.84992
Imports | 2210 | 2210-Lignite/Brown Coal | KTOE | HR | 2012 | nrg_110a | 0.78712
Imports | 2210 | 2210-Lignite/Brown Coal | KTOE | NL | 2011 | nrg_110a | 0.41868
Consumption in Coal Mines | 2210 | 2210-Lignite/Brown Coal | KTOE | PL | 2009 | nrg_110a | 0.20934
Primary production | 3105 | 3105-Crude oil (without NGL) | KTOE | CZ | 2011 | nrg_110a | 6.9836
Primary production | 3105 | 3105-Crude oil (without NGL) | KTOE | EL | 2010 | nrg_110a | 4.9153
Primary production | 3105 | 3105-Crude oil (without NGL) | KTOE | RS | 2013 | nrg_110a | 49.3498
Primary production | 3105 | 3105-Crude oil (without NGL) | KTOE | UA | 2009 | nrg_110a | 120.7222
Imports | 3105 | 3105-Crude oil (without NGL) | KTOE | DE | 2010 | nrg_110a | 3864.8769
Imports | 3105 | 3105-Crude oil (without NGL) | KTOE | IE | 2009 | nrg_110a | 111.0674
Imports | 3105 | 3105-Crude oil (without NGL) | KTOE | LT | 2009 | nrg_110a | 357.5527
Imports | 3105 | 3105-Crude oil (without NGL) | KTOE | TR | 2011 | nrg_110a | 768.7132
Imports | 3270A | 3270A-Total fuel oil | KTOE | FR | 2009 | nrg_110a | 322.5594
Imports | 3270A | 3270A-Total fuel oil | KTOE | IE | 2009 | nrg_110a | 17.438
Imports | 3270A | 3270A-Total fuel oil | KTOE | TR | 2012 | nrg_110a | 36.5215
Primary production | 4000 | 4000-Gas | KTOE | ES | 2012 | nrg_110a | 2.1688
Primary production | 4000 | 4000-Gas | KTOE | HU | 2014 | nrg_110a | 60.1769
Primary production | 4000 | 4000-Gas | KTOE | UK | 2014 | nrg_110a | 1378.7467
Imports | 4000 | 4000-Gas | KTOE | HU | 2011 | nrg_110a | 276.2827
Imports | 4000 | 4000-Gas | KTOE | HR | 2014 | nrg_110a | 39.1884
Imports | 4000 | 4000-Gas | KTOE | MD | 2012 | nrg_110a | 93.8555
Imports | 4000 | 4000-Gas | KTOE | LV | 2012 | nrg_110a | 57.7025
Imports | 4000 | 4000-Gas | KTOE | NL | 2013 | nrg_110a | 809.949
Imports | 4000 | 4000-Gas | KTOE | TR | 2011 | nrg_110a | 1512.5108
Transformation input in Coke Ovens | 4000 | 4000-Gas | KTOE | UK | 2009 | nrg_110a | 1.1388
Transformation input in Gas Works | 4000 | 4000-Gas | KTOE | HR | 2013 | nrg_110a | 0.071176
Consumption in Oil and gas extraction | 4000 | 4000-Gas | KTOE | NO | 2012 | nrg_110a | 150.9634
Primary production | 5100 | 5100-Nuclear heat | KTOE | FR | 2010 | nrg_100a | 4628.0259
Imports | 2210 | 2210-Lignite/Brown Coal | KTOE | IT | 2012 | nrg_101a | 0.041868
Imports | 2210 | 2210-Lignite/Brown Coal | KTOE | SK | 2010 | nrg_101a | 9.144
Primary production | 2210 | 2210-Lignite/Brown Coal | KTOE | HU | 2011 | nrg_101a | 68.8896
Transformation input in Gas Works | 2210 | 2210-Lignite/Brown Coal | KTOE | CZ | 2014 | nrg_101a | 18.0619
Consumption in Coal Mines | 2210 | 2210-Lignite/Brown Coal | KTOE | CZ | 2012 | nrg_101a | 11.4007
Primary production | 3105 | 3105-Crude oil (without NGL) | KTOE | EL | 2009 | nrg_102a | 3.3829
Primary production | 3105 | 3105-Crude oil (without NGL) | KTOE | RS | 2012 | nrg_102a | 48.2696
Imports | 3105 | 3105-Crude oil (without NGL) | KTOE | IE | 2012 | nrg_102a | 123.4311
Imports | 3105 | 3105-Crude oil (without NGL) | KTOE | HU | 2014 | nrg_102a | 230.8225
Imports | 3105 | 3105-Crude oil (without NGL) | KTOE | LT | 2010 | nrg_102a | 383.5569
Imports | 3105 | 3105-Crude oil (without NGL) | KTOE | NL | 2013 | nrg_102a | 1881.6442
Imports | 3270A | 3270A-Total fuel oil | KTOE | TR | 2009 | nrg_102a | 25.238
Transformation input in Gas Works | 4000 | 4000-Gas | KTOE | HR | 2010 | nrg_103a | 0.18003
Consumption in Oil and gas extraction | 4000 | 4000-Gas | KTOE | RS | 2014 | nrg_103a | 2.6293
Consumption in Oil and gas extraction | 4000 | 4000-Gas | KTOE | UK | 2012 | nrg_103a | 157.0134
Consumption in Oil and gas extraction | 4000 | 4000-Gas | KTOE | UA | 2010 | nrg_103a | 28.2986
Consumption in Coke Ovens | 4000 | 4000-Gas | KTOE | AT | 2011 | nrg_103a | 6.4895
Consumption in Coke Ovens | 4000 | 4000-Gas | KTOE | NL | 2011 | nrg_103a | 7.4944
Primary production | 4100 | 4100-Natural gas | KTOE | CZ | 2014 | nrg_103a | 8.8718
Primary production | 4100 | 4100-Natural gas | KTOE | DE | 2010 | nrg_103a | 465.2916
Primary production | 4100 | 4100-Natural gas | KTOE | HU | 2013 | nrg_103a | 64.6568
Primary production | 4100 | 4100-Natural gas | KTOE | IE | 2010 | nrg_103a | 9.3826
Primary production | 4100 | 4100-Natural gas | KTOE | RS | 2011 | nrg_103a | 16.9398
Imports | 4100 | 4100-Natural gas | KTOE | FR | 2012 | nrg_103a | 1773.7001
Imports | 4100 | 4100-Natural gas | KTOE | HU | 2011 | nrg_103a | 276.2827
Imports | 4100 | 4100-Natural gas | KTOE | MD | 2014 | nrg_103a | 32.0876
Imports | 4100 | 4100-Natural gas | KTOE | LV | 2010 | nrg_103a | 37.811
Imports | 4100 | 4100-Natural gas | KTOE | TR | 2009 | nrg_103a | 1236.1025
Imports | 3192 | 3192-Additives/Oxygenates | KTOE | EL | 2012 | nrg_102a | 6.075
Imports | 5541 | 5541-Solid biofuels (excluding charcoal) | KTOE | RO | 2014 | nrg_107a | 4.6222
Primary production | 5541 | 5541-Solid biofuels (excluding charcoal) | KTOE | AT | 2010 | nrg_107a | 188.4227
Primary production | 5541 | 5541-Solid biofuels (excluding charcoal) | KTOE | UK | 2012 | nrg_107a | 102.2961
Imports | 5541 | 5541-Solid biofuels (excluding charcoal) | KTOE | ES | 2014 | nrg_107a | 12.4641
Imports | 5541 | 5541-Solid biofuels (excluding charcoal) | KTOE | EL | 2012 | nrg_107a | 5.7903
Primary production | 3192 | 3192-Additives/Oxygenates | KTOE | FR | 2013 | nrg_110a | 11.3462
Primary production | 3192 | 3192-Additives/Oxygenates | KTOE | UA | 2014 | nrg_110a | 2.8052
Imports | 3192 | 3192-Additives/Oxygenates | KTOE | EL | 2010 | nrg_110a | 4.9153
Primary production | 5541 | 5541-Solid biofuels (excluding charcoal) | KTOE | AL | 2014 | nrg_110a | 8.4573
Primary production | 5541 | 5541-Solid biofuels (excluding charcoal) | KTOE | AT | 2012 | nrg_110a | 189.2727
Primary production | 5541 | 5541-Solid biofuels (excluding charcoal) | KTOE | MK | 2014 | nrg_110a | 6.611
Primary production | 5541 | 5541-Solid biofuels (excluding charcoal) | KTOE | XK | 2010 | nrg_110a | 9.8432
Primary production | 5541 | 5541-Solid biofuels (excluding charcoal) | KTOE | UK | 2011 | nrg_110a | 88.9695
Imports | 5541 | 5541-Solid biofuels (excluding charcoal) | KTOE | EL | 2010 | nrg_110a | 4.1868
Imports | 5541 | 5541-Solid biofuels (excluding charcoal) | KTOE | MT | 2010 | nrg_110a | 0.029308
Imports | 3100 | 3100-Crude oil, feedstocks and other hydrocarbons | KTOE | FR | 2011 | nrg_102a | 2748.4709
Imports | 3100 | 3100-Crude oil, feedstocks and other hydrocarbons | KTOE | HR | 2014 | nrg_102a | 99.8636
Imports | 3100 | 3100-Crude oil, feedstocks and other hydrocarbons | KTOE | HU | 2010 | nrg_102a | 224.3664
Imports | 3100 | 3100-Crude oil, feedstocks and other hydrocarbons | KTOE | LV | 2009 | nrg_102a | 0.079549
Primary production | 3100 | 3100-Crude oil, feedstocks and other hydrocarbons | KTOE | CZ | 2014 | nrg_102a | 10.9443
Primary production | 3100 | 3100-Crude oil, feedstocks and other hydrocarbons | KTOE | DE | 2013 | nrg_102a | 157.5325
Primary production | 3100 | 3100-Crude oil, feedstocks and other hydrocarbons | KTOE | DK | 2012 | nrg_102a | 417.7254
Primary production | 3100 | 3100-Crude oil, feedstocks and other hydrocarbons | KTOE | ES | 2014 | nrg_102a | 12.7153
Primary production | 3100 | 3100-Crude oil, feedstocks and other hydrocarbons | KTOE | IT | 2009 | nrg_102a | 208.4943
Primary production | 3100 | 3100-Crude oil, feedstocks and other hydrocarbons | KTOE | RS | 2011 | nrg_102a | 45.724
Imports | 3192 | 3192-Additives/Oxygenates | KTOE | UA | 2014 | nrg_102a | 0.20934
Imports | 5541 | 5541-Solid biofuels (excluding charcoal) | KTOE | NL | 2012 | nrg_107a | 18.9453
Primary production | 5541 | 5541-Solid biofuels (excluding charcoal) | KTOE | BE | 2011 | nrg_107a | 55.6091
Primary production | 5541 | 5541-Solid biofuels (excluding charcoal) | KTOE | DK | 2011 | nrg_107a | 63.1076
Imports | 5541 | 5541-Solid biofuels (excluding charcoal) | KTOE | IE | 2013 | nrg_107a | 1.4989
Imports | 5541 | 5541-Solid biofuels (excluding charcoal) | KTOE | HU | 2011 | nrg_107a | 1.9552
Imports | 5541 | 5541-Solid biofuels (excluding charcoal) | KTOE | LT | 2014 | nrg_107a | 5.1916
Consumption in Coal Mines | 5541 | 5541-Solid biofuels (excluding charcoal) | KTOE | DE | 2013 | nrg_107a | 0.45636
Primary production | 3192 | 3192-Additives/Oxygenates | KTOE | DE | 2009 | nrg_110a | 73.4825
Primary production | 3192 | 3192-Additives/Oxygenates | KTOE | RS | 2013 | nrg_110a | 0.52754
Imports | 3192 | 3192-Additives/Oxygenates | KTOE | IT | 2011 | nrg_110a | 7.4358
Imports | 3192 | 3192-Additives/Oxygenates | KTOE | NL | 2014 | nrg_110a | 28.2609
Imports | 3192 | 3192-Additives/Oxygenates | KTOE | SK | 2009 | nrg_110a | 0.12979
Primary production | 5541 | 5541-Solid biofuels (excluding charcoal) | KTOE | CZ | 2014 | nrg_110a | 96.3383
Primary production | 5541 | 5541-Solid biofuels (excluding charcoal) | KTOE | DK | 2013 | nrg_110a | 59.9215
Primary production | 5541 | 5541-Solid biofuels (excluding charcoal) | KTOE | ES | 2012 | nrg_110a | 213.3216
Imports | 5541 | 5541-Solid biofuels (excluding charcoal) | KTOE | CZ | 2011 | nrg_110a | 3.0312
Imports | 5541 | 5541-Solid biofuels (excluding charcoal) | KTOE | HU | 2012 | nrg_110a | 0.57778
Imports | 5541 | 5541-Solid biofuels (excluding charcoal) | KTOE | MD | 2014 | nrg_110a | 0.037681
Imports | 5541 | 5541-Solid biofuels (excluding charcoal) | KTOE | NL | 2014 | nrg_110a | 5.761
Imports | 3100 | 3100-Crude oil, feedstocks and other hydrocarbons | KTOE | BE | 2011 | nrg_102a | 1321.329
Primary production | 3100 | 3100-Crude oil, feedstocks and other hydrocarbons | KTOE | LT | 2010 | nrg_102a | 4.8986
Primary production | 3192 | 3192-Additives/Oxygenates | KTOE | IT | 2014 | nrg_102a | 9.1691
Imports | 3192 | 3192-Additives/Oxygenates | KTOE | FR | 2011 | nrg_102a | 5.6103
Imports | 3192 | 3192-Additives/Oxygenates | KTOE | SK | 2014 | nrg_102a | 0.1256
Primary production | 5541 | 5541-Solid biofuels (excluding charcoal) | KTOE | IT | 2010 | nrg_107a | 293.5742
Primary production | 5541 | 5541-Solid biofuels (excluding charcoal) | KTOE | LT | 2011 | nrg_107a | 41.1688
Primary production | 5541 | 5541-Solid biofuels (excluding charcoal) | KTOE | LU | 2011 | nrg_107a | 1.8087
Primary production | 5541 | 5541-Solid biofuels (excluding charcoal) | KTOE | MK | 2013 | nrg_107a | 6.6989
Imports | 5541 | 5541-Solid biofuels (excluding charcoal) | KTOE | AT | 2012 | nrg_107a | 20.239
Imports | 5541 | 5541-Solid biofuels (excluding charcoal) | KTOE | DK | 2013 | nrg_107a | 42.5044
Imports | 3234 | 3234-Gasoline (without bio components) | KTOE | TR | 2010 | nrg_110a | 12.125
Imports | 7100 | 7100-Industrial wastes | KTOE | LV | 2014 | nrg_110a | 0.19678
Imports | 3234 | 3234-Gasoline (without bio components) | KTOE | SI | 2011 | nrg_102a | 31.0451
Imports | 3234 | 3234-Gasoline (without bio components) | KTOE | XK | 2011 | nrg_102a | 3.3662
Imports | 3234 | 3234-Gasoline (without bio components) | KTOE | UK | 2009 | nrg_102a | 124.1135
Primary production | 7100 | 7100-Industrial wastes | KTOE | LT | 2014 | nrg_108a | 0.25958
Primary production | 7100 | 7100-Industrial wastes | KTOE | LV | 2014 | nrg_108a | 0.16747
Imports | 3234 | 3234-Gasoline (without bio components) | KTOE | AT | 2009 | nrg_110a | 27.4989
Imports | 3234 | 3234-Gasoline (without bio components) | KTOE | FI | 2013 | nrg_110a | 26.402
Imports | 3234 | 3234-Gasoline (without bio components) | KTOE | XK | 2012 | nrg_110a | 3.0522
Primary production | 7100 | 7100-Industrial wastes | KTOE | LT | 2013 | nrg_110a | 0.15491
Primary production | 7100 | 7100-Industrial wastes | KTOE | LU | 2012 | nrg_110a | 0.6029
Primary production | 7100 | 7100-Industrial wastes | KTOE | NO | 2011 | nrg_110a | 0.11304
Primary production | 7100 | 7100-Industrial wastes | KTOE | SK | 2011 | nrg_108a | 0.74944
Primary production | 7100 | 7100-Industrial wastes | KTOE | TR | 2013 | nrg_110a | 1.2142
Primary production | 7100 | 7100-Industrial wastes | KTOE | TR | 2014 | nrg_108a | 1.4026
Imports | 3234 | 3234-Gasoline (without bio components) | KTOE | AL | 2011 | nrg_102a | 5.2837
Imports | 3234 | 3234-Gasoline (without bio components) | KTOE | PL | 2014 | nrg_102a | 16.316
Imports | 3234 | 3234-Gasoline (without bio components) | KTOE | AL | 2010 | nrg_110a | 5.2377
Imports | 3234 | 3234-Gasoline (without bio components) | KTOE | PL | 2014 | nrg_110a | 16.316
Imports | 3234 | 3234-Gasoline (without bio components) | KTOE | EE | 2012 | nrg_102a | 22.2193
Imports | 3234 | 3234-Gasoline (without bio components) | KTOE | SE | 2010 | nrg_102a | 83.4262
Imports | 3234 | 3234-Gasoline (without bio components) | KTOE | CY | 2012 | nrg_110a | 16.1234
Primary production | 7100 | 7100-Industrial wastes | KTOE | RO | 2013 | nrg_110a | 1.6957
Imports | 3234 | 3234-Gasoline (without bio components) | KTOE | ES | 2013 | nrg_102a | 3.4583
Imports | 3234 | 3234-Gasoline (without bio components) | KTOE | EL | 2013 | nrg_102a | 14.9971
Imports | 3234 | 3234-Gasoline (without bio components) | KTOE | MK | 2014 | nrg_102a | 4.5762
Primary production | 7100 | 7100-Industrial wastes | KTOE | BE | 2013 | nrg_108a | 13.7955
Imports | 3234 | 3234-Gasoline (without bio components) | KTOE | ES | 2011 | nrg_110a | 5.0744
Imports | 3234 | 3234-Gasoline (without bio components) | KTOE | MT | 2011 | nrg_110a | 3.5253
Imports | 3234 | 3234-Gasoline (without bio components) | KTOE | PT | 2012 | nrg_110a | 6.9501
Primary production | 7100 | 7100-Industrial wastes | KTOE | AT | 2013 | nrg_110a | 18.0493
Imports | 3234 | 3234-Gasoline (without bio components) | KTOE | LU | 2011 | nrg_102a | 15.4116
Imports | 3234 | 3234-Gasoline (without bio components) | KTOE | IE | 2013 | nrg_102a | 37.1411
Primary production | 7100 | 7100-Industrial wastes | KTOE | IT | 2014 | nrg_108a | 12.5311
Primary production | 7100 | 7100-Industrial wastes | KTOE | SE | 2013 | nrg_108a | 1.5784
Imports | 3234 | 3234-Gasoline (without bio components) | KTOE | MD | 2014 | nrg_110a | 6.7784
Imports | 3234 | 3234-Gasoline (without bio components) | KTOE | SK | 2009 | nrg_110a | 10.0651
Primary production | 7100 | 7100-Industrial wastes | KTOE | EL | 2013 | nrg_110a | 0.88341
Primary production | 7100 | 7100-Industrial wastes | KTOE | LU | 2012 | nrg_108a | 0.6029
Imports | 7100 | 7100-Industrial wastes | KTOE | SK | 2009 | nrg_108a | 0.11304
Imports | 3234 | 3234-Gasoline (without bio components) | KTOE | SI | 2013 | nrg_110a | 24.9952
Imports | 3234 | 3234-Gasoline (without bio components) | KTOE | UA | 2011 | nrg_110a | 96.69
Primary production | 7100 | 7100-Industrial wastes | KTOE | SK | 2010 | nrg_108a | 0.73269
Primary production | 7100 | 7100-Industrial wastes | KTOE | TR | 2012 | nrg_110a | 1.5659
Primary production | 7100 | 7100-Industrial wastes | KTOE | TR | 2013 | nrg_108a | 1.2142
Imports | 3234 | 3234-Gasoline (without bio components) | KTOE | AL | 2010 | nrg_102a | 5.2377
Imports | 3234 | 3234-Gasoline (without bio components) | KTOE | PL | 2013 | nrg_102a | 18.6313
Imports | 3234 | 3234-Gasoline (without bio components) | KTOE | AL | 2009 | nrg_110a | 4.0863
Imports | 3234 | 3234-Gasoline (without bio components) | KTOE | PL | 2013 | nrg_110a | 18.6313
Imports | 3234 | 3234-Gasoline (without bio components) | KTOE | SE | 2009 | nrg_102a | 72.6912
Imports | 3234 | 3234-Gasoline (without bio components) | KTOE | CY | 2011 | nrg_110a | 16.6551
Imports | 3234 | 3234-Gasoline (without bio components) | KTOE | PT | 2011 | nrg_110a | 8.4029
Primary production | 7100 | 7100-Industrial wastes | KTOE | RO | 2012 | nrg_110a | 1.1304
Imports | 3234 | 3234-Gasoline (without bio components) | KTOE | ES | 2012 | nrg_102a | 3.6383
Imports | 3234 | 3234-Gasoline (without bio components) | KTOE | EE | 2011 | nrg_102a | 11.2206
Imports | 3234 | 3234-Gasoline (without bio components) | KTOE | EL | 2012 | nrg_102a | 17.0612
Imports | 3234 | 3234-Gasoline (without bio components) | KTOE | MK | 2013 | nrg_102a | 4.4631
Primary production | 7100 | 7100-Industrial wastes | KTOE | BE | 2012 | nrg_108a | 14.5743
Imports | 3234 | 3234-Gasoline (without bio components) | KTOE | ES | 2010 | nrg_110a | 7.3185
Imports | 3234 | 3234-Gasoline (without bio components) | KTOE | MT | 2010 | nrg_110a | 2.9684
Primary production | 7100 | 7100-Industrial wastes | KTOE | AT | 2012 | nrg_110a | 19.7282
Consumption in Coal Mines | 5541 | 5541-Solid biofuels (excluding charcoal) | KTOE | UA | 2009 | nrg_107a | 0.058615
Primary production | 3192 | 3192-Additives/Oxygenates | KTOE | NL | 2009 | nrg_110a | 6.9292
Primary production | 5541 | 5541-Solid biofuels (excluding charcoal) | KTOE | NL | 2010 | nrg_110a | 50.6059
Imports | 5541 | 5541-Solid biofuels (excluding charcoal) | KTOE | UK | 2012 | nrg_110a | 37.3881
Primary production | 3100 | 3100-Crude oil, feedstocks and other hydrocarbons | KTOE | PL | 2013 | nrg_102a | 39.7788
Primary production | 3100 | 3100-Crude oil, feedstocks and other hydrocarbons | KTOE | RO | 2014 | nrg_102a | 175.3306
Imports | 3100 | 3100-Crude oil, feedstocks and other hydrocarbons | KTOE | SE | 2013 | nrg_102a | 717.4417
Primary production | 5541 | 5541-Solid biofuels (excluding charcoal) | KTOE | PT | 2011 | nrg_107a | 119.4494
Primary production | 3192 | 3192-Additives/Oxygenates | KTOE | FR | 2009 | nrg_110a | 13.1759
Imports | 3192 | 3192-Additives/Oxygenates | KTOE | SE | 2009 | nrg_110a | 0.041868
Primary production | 5541 | 5541-Solid biofuels (excluding charcoal) | KTOE | FR | 2012 | nrg_110a | 390.8043
Primary production | 5541 | 5541-Solid biofuels (excluding charcoal) | KTOE | RO | 2009 | nrg_110a | 160.7061
Imports | 5541 | 5541-Solid biofuels (excluding charcoal) | KTOE | CY | 2009 | nrg_110a | 0.29308
Imports | 3100 | 3100-Crude oil, feedstocks and other hydrocarbons | KTOE | EL | 2009 | nrg_102a | 869.7951
Primary production | 3100 | 3100-Crude oil, feedstocks and other hydrocarbons | KTOE | AL | 2013 | nrg_102a | 48.9856
Primary production | 3100 | 3100-Crude oil, feedstocks and other hydrocarbons | KTOE | HU | 2010 | nrg_102a | 42.0104
Primary production | 3100 | 3100-Crude oil, feedstocks and other hydrocarbons | KTOE | MD | 2011 | nrg_102a | 0.52335
Imports | 3192 | 3192-Additives/Oxygenates | KTOE | ES | 2010 | nrg_102a | 0.63639
Imports | 3192 | 3192-Additives/Oxygenates | KTOE | PT | 2011 | nrg_102a | 3.81
Imports | 5541 | 5541-Solid biofuels (excluding charcoal) | KTOE | MK | 2011 | nrg_107a | 0.23027
Imports | 5541 | 5541-Solid biofuels (excluding charcoal) | KTOE | PT | 2013 | nrg_107a | 1.6161
Imports | 5541 | 5541-Solid biofuels (excluding charcoal) | KTOE | RO | 2010 | nrg_107a | 3.2866
Primary production | 5541 | 5541-Solid biofuels (excluding charcoal) | KTOE | MD | 2011 | nrg_107a | 8.9974
Imports | 5541 | 5541-Solid biofuels (excluding charcoal) | KTOE | ME | 2012 | nrg_107a | 0.020934
Consumption in Coal Mines | 5541 | 5541-Solid biofuels (excluding charcoal) | KTOE | RO | 2009 | nrg_107a | 0.0083736
Primary production | 5541 | 5541-Solid biofuels (excluding charcoal) | KTOE | AL | 2010 | nrg_110a | 8.5829
Primary production | 5541 | 5541-Solid biofuels (excluding charcoal) | KTOE | MK | 2010 | nrg_110a | 8.3317
Imports | 5541 | 5541-Solid biofuels (excluding charcoal) | KTOE | ME | 2012 | nrg_110a | 0.020934
Imports | 5541 | 5541-Solid biofuels (excluding charcoal) | KTOE | PT | 2014 | nrg_110a | 1.5868
Imports | 5541 | 5541-Solid biofuels (excluding charcoal) | KTOE | RO | 2014 | nrg_110a | 4.6222
Imports | 3100 | 3100-Crude oil, feedstocks and other hydrocarbons | KTOE | CZ | 2014 | nrg_102a | 315.4084
Imports | 3100 | 3100-Crude oil, feedstocks and other hydrocarbons | KTOE | IT | 2011 | nrg_102a | 3342.9965
Imports | 3100 | 3100-Crude oil, feedstocks and other hydrocarbons | KTOE | HR | 2010 | nrg_102a | 152.6884
Imports | 3100 | 3100-Crude oil, feedstocks and other hydrocarbons | KTOE | MD | 2013 | nrg_102a | 0.033494
Primary production | 3100 | 3100-Crude oil, feedstocks and other hydrocarbons | KTOE | DE | 2009 | nrg_102a | 188.2218
Primary production | 3100 | 3100-Crude oil, feedstocks and other hydrocarbons | KTOE | CZ | 2010 | nrg_102a | 11.2583
Primary production | 3100 | 3100-Crude oil, feedstocks and other hydrocarbons | KTOE | ES | 2010 | nrg_102a | 5.1707
Primary production | 3192 | 3192-Additives/Oxygenates | KTOE | DE | 2011 | nrg_102a | 54.6545
Imports | 3192 | 3192-Additives/Oxygenates | KTOE | IT | 2011 | nrg_102a | 7.4358
Imports | 3192 | 3192-Additives/Oxygenates | KTOE | LT | 2012 | nrg_102a | 8.2061
Imports | 3192 | 3192-Additives/Oxygenates | KTOE | UA | 2010 | nrg_102a | 2.4283
Imports | 5541 | 5541-Solid biofuels (excluding charcoal) | KTOE | MT | 2013 | nrg_107a | 0.037681
Primary production | 5541 | 5541-Solid biofuels (excluding charcoal) | KTOE | CY | 2014 | nrg_107a | 0.35588
Primary production | 5541 | 5541-Solid biofuels (excluding charcoal) | KTOE | EL | 2014 | nrg_107a | 36.3917
Primary production | 5541 | 5541-Solid biofuels (excluding charcoal) | KTOE | DE | 2013 | nrg_107a | 456.4575
Primary production | 5541 | 5541-Solid biofuels (excluding charcoal) | KTOE | RO | 2013 | nrg_107a | 153.0987
Imports | 5541 | 5541-Solid biofuels (excluding charcoal) | KTOE | IT | 2013 | nrg_107a | 59.0716
Imports | 5541 | 5541-Solid biofuels (excluding charcoal) | KTOE | IE | 2009 | nrg_107a | 0.38937
Imports | 5541 | 5541-Solid biofuels (excluding charcoal) | KTOE | LU | 2013 | nrg_107a | 0.31401
Imports | 5541 | 5541-Solid biofuels (excluding charcoal) | KTOE | LT | 2010 | nrg_107a | 2.0097
Primary production | 3192 | 3192-Additives/Oxygenates | KTOE | CZ | 2012 | nrg_110a | 6.5188
Primary production | 3192 | 3192-Additives/Oxygenates | KTOE | FI | 2013 | nrg_110a | 2.9768
Primary production | 3192 | 3192-Additives/Oxygenates | KTOE | RS | 2009 | nrg_110a | 0.37681
Primary production | 3192 | 3192-Additives/Oxygenates | KTOE | UA | 2010 | nrg_110a | 0.29308
Imports | 3192 | 3192-Additives/Oxygenates | KTOE | NL | 2010 | nrg_110a | 33.7456
Primary production | 5541 | 5541-Solid biofuels (excluding charcoal) | KTOE | CZ | 2010 | nrg_110a | 87.6883
Primary production | 5541 | 5541-Solid biofuels (excluding charcoal) | KTOE | BG | 2014 | nrg_110a | 45.4896
Transformation input in Coke Ovens | 2100 | 2100-Hard coal and derivatives | KTOE | NL | 2009 | nrg_101a | 71.2175
Transformation input in Coke Ovens | 2100 | 2100-Hard coal and derivatives | KTOE | PL | 2009 | nrg_101a | 276.6009
Transformation input in Coke Ovens | 2100 | 2100-Hard coal and derivatives | KTOE | TR | 2012 | nrg_101a | 155.7699
Transformation input in Coke Ovens | 2100 | 2100-Hard coal and derivatives | KTOE | UK | 2009 | nrg_101a | 153.015
Transformation output from Patent Fuel Plants | 2100 | 2100-Hard coal and derivatives | KTOE | FR | 2009 | nrg_101a | 0.20515
Imports | 2118 | 2118-Sub-bituminous Coal | KTOE | LT | 2013 | nrg_101a | 0.066989
Imports | 2118 | 2118-Sub-bituminous Coal | KTOE | IT | 2013 | nrg_101a | 9.3198
Primary production | 2118 | 2118-Sub-bituminous Coal | KTOE | ES | 2010 | nrg_101a | 32.0583
Imports | 2121 | 2121-Coke Oven Coke | KTOE | BG | 2011 | nrg_101a | 1.7668
Imports | 2121 | 2121-Coke Oven Coke | KTOE | FR | 2013 | nrg_101a | 23.5424
Imports | 2121 | 2121-Coke Oven Coke | KTOE | LU | 2010 | nrg_101a | 0.029308
Imports | 2121 | 2121-Coke Oven Coke | KTOE | IS | 2009 | nrg_101a | 0.59871
Imports | 2121 | 2121-Coke Oven Coke | KTOE | RS | 2014 | nrg_101a | 8.2647
Imports | 2121 | 2121-Coke Oven Coke | KTOE | SE | 2014 | nrg_101a | 2.7926
Imports | 2121 | 2121-Coke Oven Coke | KTOE | TR | 2012 | nrg_101a | 10.7726
Primary production | 3193 | 3193-Other hydrocarbons | KTOE | HU | 2011 | nrg_102a | 0.23865
Imports | 3286 | 3286-Paraffin Waxes | KTOE | DE | 2009 | nrg_102a | 9.0979
Imports | 3286 | 3286-Paraffin Waxes | KTOE | LT | 2014 | nrg_102a | 1.3188
Imports | 3286 | 3286-Paraffin Waxes | KTOE | IE | 2013 | nrg_102a | 0.28052
Primary production | 5540 | 5540-Biomass and renewable wastes | KTOE | PL | 2014 | nrg_107a | 300.1349
Primary production | 5540 | 5540-Biomass and renewable wastes | KTOE | SE | 2010 | nrg_107a | 459.518
Imports | 5540 | 5540-Biomass and renewable wastes | KTOE | IT | 2009 | nrg_107a | 75.5215
Imports | 5547 | 5547-Biodiesels | KTOE | RO | 2010 | nrg_107a | 3.0061
Imports | 5547 | 5547-Biodiesels | KTOE | TR | 2012 | nrg_107a | 2.1353
Primary production | 5547 | 5547-Biodiesels | KTOE | CZ | 2010 | nrg_107a | 7.3269
Primary production | 5547 | 5547-Biodiesels | KTOE | BG | 2014 | nrg_107a | 2.2818
Primary production | 5547 | 5547-Biodiesels | KTOE | FI | 2011 | nrg_107a | 8.4113
Primary production | 5547 | 5547-Biodiesels | KTOE | IT | 2011 | nrg_107a | 21.876
Primary production | 5547 | 5547-Biodiesels | KTOE | IE | 2014 | nrg_107a | 1.0132
Primary production | 5547 | 5547-Biodiesels | KTOE | SI | 2011 | nrg_107a | 0.01256
Primary production | 5547 | 5547-Biodiesels | KTOE | RO | 2009 | nrg_107a | 3.0271
Imports | 5547 | 5547-Biodiesels | KTOE | CZ | 2013 | nrg_107a | 4.8692
Imports | 5547 | 5547-Biodiesels | KTOE | HU | 2014 | nrg_107a | 3.4918
Imports | 5547 | 5547-Biodiesels | KTOE | HR | 2013 | nrg_107a | 0.037681
Imports | 5547 | 5547-Biodiesels | KTOE | LT | 2013 | nrg_107a | 1.4026
Imports | 5547 | 5547-Biodiesels | KTOE | IS | 2014 | nrg_107a | 0.15491
Imports | 2118 | 2118-Sub-bituminous Coal | KTOE | LT | 2010 | nrg_110a | 3.2448
Imports | 2118 | 2118-Sub-bituminous Coal | KTOE | IT | 2009 | nrg_110a | 10.8857
Imports | 2121 | 2121-Coke Oven Coke | KTOE | BG | 2011 | nrg_110a | 1.7668
Imports | 2121 | 2121-Coke Oven Coke | KTOE | IT | 2013 | nrg_110a | 26.4773
Imports | 2121 | 2121-Coke Oven Coke | KTOE | LU | 2013 | nrg_110a | 0.029308
Imports | 2121 | 2121-Coke Oven Coke | KTOE | LT | 2010 | nrg_110a | 0.45636
Imports | 2121 | 2121-Coke Oven Coke | KTOE | RO | 2013 | nrg_110a | 20.4065
Imports | 2121 | 2121-Coke Oven Coke | KTOE | SK | 2009 | nrg_110a | 7.8377
Transformation input in Coke Ovens | 2121 | 2121-Coke Oven Coke | KTOE | PL | 2011 | nrg_110a | 2.9643
Transformation input in Gas Works | 2121 | 2121-Coke Oven Coke | KTOE | UA | 2009 | nrg_110a | 1.3398
Imports | 3193 | 3193-Other hydrocarbons | KTOE | LV | 2011 | nrg_110a | 0.1591
Primary production | 5547 | 5547-Biodiesels | KTOE | CZ | 2011 | nrg_110a | 7.7749
Primary production | 5547 | 5547-Biodiesels | KTOE | CY | 2012 | nrg_110a | 0.24283
Primary production | 5547 | 5547-Biodiesels | KTOE | FI | 2010 | nrg_110a | 12.439
Primary production | 5547 | 5547-Biodiesels | KTOE | HU | 2010 | nrg_110a | 5.3005
Primary production | 5547 | 5547-Biodiesels | KTOE | IE | 2013 | nrg_110a | 0.91272
Imports | 5547 | 5547-Biodiesels | KTOE | CY | 2010 | nrg_110a | 0.40612
Primary production | 5547 | 5547-Biodiesels | KTOE | SI | 2010 | nrg_110a | 0.69082
Primary production | 5540 | 5540-Biomass and renewable wastes | KTOE | SK | 2009 | nrg_107a | 35.0979
Primary production | 5540 | 5540-Biomass and renewable wastes | KTOE | TR | 2012 | nrg_107a | 151.4031
Imports | 2100 | 2100-Hard coal and derivatives | KTOE | PL | 2010 | nrg_101a | 345.9846
Imports | 2121 | 2121-Coke Oven Coke | KTOE | AT | 2009 | nrg_101a | 23.1698
Imports | 5540 | 5540-Biomass and renewable wastes | KTOE | NO | 2010 | nrg_107a | 6.7701
Imports | 5540 | 5540-Biomass and renewable wastes | KTOE | PL | 2012 | nrg_107a | 8.135
Imports | 5547 | 5547-Biodiesels | KTOE | NO | 2009 | nrg_107a | 3.8812
Imports | 5547 | 5547-Biodiesels | KTOE | AT | 2010 | nrg_107a | 12.3594
Imports | 3286 | 3286-Paraffin Waxes | KTOE | PL | 2010 | nrg_110a | 2.5581
Imports | 2121 | 2121-Coke Oven Coke | KTOE | BG | 2012 | nrg_101a | 1.8799
Imports | 3286 | 3286-Paraffin Waxes | KTOE | PL | 2012 | nrg_102a | 2.3195
Imports | 3286 | 3286-Paraffin Waxes | KTOE | PT | 2013 | nrg_102a | 0.20097
Imports | 5547 | 5547-Biodiesels | KTOE | RO | 2011 | nrg_107a | 3.1108
Imports | 3285 | 3285-Petroleum coke | KTOE | UK | 2014 | nrg_102a | 18.2419
Imports | 3285 | 3285-Petroleum coke | KTOE | XK | 2012 | nrg_102a | 1.8213
Imports | 3285 | 3285-Petroleum coke | KTOE | FI | 2012 | nrg_102a | 1.6161
Consumption in Coal Mines | 2117 | 2117-Other Bituminous Coal | KTOE | DE | 2010 | nrg_110a | 0.054428
Consumption in Coal Mines | 2117 | 2117-Other Bituminous Coal | KTOE | TR | 2009 | nrg_110a | 0.075362
Consumption in Coal Mines | 2117 | 2117-Other Bituminous Coal | KTOE | UA | 2010 | nrg_110a | 2.1604
Primary production | 2117 | 2117-Other Bituminous Coal | KTOE | IT | 2009 | nrg_110a | 1.9134
Imports | 3191 | 3191-Refinery feedstocks | KTOE | FR | 2012 | nrg_110a | 10.5465
Imports | 3191 | 3191-Refinery feedstocks | KTOE | UK | 2012 | nrg_110a | 218.237
Imports | 3247 | 3247-Kerosene type jet fuel (without bio components) | KTOE | DK | 2012 | nrg_110a | 29.6677
Imports | 3285 | 3285-Petroleum coke | KTOE | DK | 2013 | nrg_110a | 5.6522
Imports | 3285 | 3285-Petroleum coke | KTOE | FI | 2009 | nrg_110a | 3.1945
Imports | 3285 | 3285-Petroleum coke | KTOE | SI | 2009 | nrg_110a | 1.8506
Imports | 2117 | 2117-Other Bituminous Coal | KTOE | NO | 2010 | nrg_110a | 19.2216
Imports | 3191 | 3191-Refinery feedstocks | KTOE | PL | 2012 | nrg_110a | 5.782
Imports | 3191 | 3191-Refinery feedstocks | KTOE | BG | 2013 | nrg_102a | 32.3179
Imports | 3247 | 3247-Kerosene type jet fuel (without bio components) | KTOE | BG | 2013 | nrg_102a | 0.17166
Imports | 2117 | 2117-Other Bituminous Coal | KTOE | BG | 2009 | nrg_110a | 39.8039
Imports | 3247 | 3247-Kerosene type jet fuel (without bio components) | KTOE | BG | 2014 | nrg_110a | 0.30145
Imports | 3285 | 3285-Petroleum coke | KTOE | CY | 2013 | nrg_110a | 4.5845
Transformation input in Coke Ovens | 3285 | 3285-Petroleum coke | KTOE | DE | 2010 | nrg_110a | 35.0854
Imports | 2117 | 2117-Other Bituminous Coal | KTOE | EL | 2009 | nrg_101a | 6.9417
Imports | 2117 | 2117-Other Bituminous Coal | KTOE | ES | 2012 | nrg_101a | 456.3361
Transformation input in Patent Fuel Plants | 2117 | 2117-Other Bituminous Coal | KTOE | UA | 2013 | nrg_101a | 0.72432
Transformation input in Patent Fuel Plants | 2117 | 2117-Other Bituminous Coal | KTOE | UK | 2009 | nrg_101a | 6.2048
Imports | 3191 | 3191-Refinery feedstocks | KTOE | ES | 2010 | nrg_102a | 158.6085
Imports | 3247 | 3247-Kerosene type jet fuel (without bio components) | KTOE | PT | 2013 | nrg_102a | 0.64477
Imports | 3247 | 3247-Kerosene type jet fuel (without bio components) | KTOE | RO | 2013 | nrg_102a | 0.5401
Imports | 3285 | 3285-Petroleum coke | KTOE | RO | 2011 | nrg_102a | 6.5188
Imports | 3285 | 3285-Petroleum coke | KTOE | ES | 2012 | nrg_102a | 59.7121
Primary production | 2117 | 2117-Other Bituminous Coal | KTOE | UK | 2014 | nrg_110a | 281.3571
Transformation input in Patent Fuel Plants | 2117 | 2117-Other Bituminous Coal | KTOE | HU | 2011 | nrg_110a | 0.10467
Transformation input in Patent Fuel Plants | 2117 | 2117-Other Bituminous Coal | KTOE | UK | 2013 | nrg_110a | 6.6026
Imports | 3191 | 3191-Refinery feedstocks | KTOE | ES | 2010 | nrg_110a | 158.6085
Imports | 3247 | 3247-Kerosene type jet fuel (without bio components) | KTOE | EE | 2013 | nrg_110a | 2.152
Imports | 3247 | 3247-Kerosene type jet fuel (without bio components) | KTOE | MT | 2009 | nrg_110a | 2.6209
Imports | 3285 | 3285-Petroleum coke | KTOE | NL | 2011 | nrg_110a | 41.6084
Primary production | 2117 | 2117-Other Bituminous Coal | KTOE | BG | 2012 | nrg_101a | 0.13816
Primary production | 2117 | 2117-Other Bituminous Coal | KTOE | DE | 2013 | nrg_101a | 30.9028
Imports | 2117 | 2117-Other Bituminous Coal | KTOE | FR | 2009 | nrg_101a | 307.5037
Imports | 2117 | 2117-Other Bituminous Coal | KTOE | IE | 2009 | nrg_101a | 51.3972
Imports | 2117 | 2117-Other Bituminous Coal | KTOE | LV | 2011 | nrg_101a | 4.7981
Consumption in Coal Mines | 2117 | 2117-Other Bituminous Coal | KTOE | TR | 2010 | nrg_101a | 0.066989
Imports | 3191 | 3191-Refinery feedstocks | KTOE | HU | 2009 | nrg_102a | 5.8113
Imports | 3247 | 3247-Kerosene type jet fuel (without bio components) | KTOE | IS | 2014 | nrg_102a | 8.0847
Imports | 3247 | 3247-Kerosene type jet fuel (without bio components) | KTOE | LU | 2010 | nrg_102a | 18.1916
Imports | 3285 | 3285-Petroleum coke | KTOE | LV | 2009 | nrg_102a | 0.62802
Imports | 3285 | 3285-Petroleum coke | KTOE | CZ | 2011 | nrg_102a | 0.30145
Imports | 3285 | 3285-Petroleum coke | KTOE | HR | 2011 | nrg_102a | 2.9433
Imports | 3285 | 3285-Petroleum coke | KTOE | IT | 2013 | nrg_102a | 38.1459
Primary production | 2117 | 2117-Other Bituminous Coal | KTOE | BG | 2011 | nrg_110a | 0.20934
Imports | 2117 | 2117-Other Bituminous Coal | KTOE | DE | 2009 | nrg_110a | 812.189
Imports | 2117 | 2117-Other Bituminous Coal | KTOE | IE | 2013 | nrg_110a | 58.4184
Imports | 2117 | 2117-Other Bituminous Coal | KTOE | LT | 2013 | nrg_110a | 10.4251
Imports | 2117 | 2117-Other Bituminous Coal | KTOE | NL | 2012 | nrg_110a | 608.61
Imports | 2117 | 2117-Other Bituminous Coal | KTOE | SK | 2009 | nrg_110a | 45.7157
Imports | 3191 | 3191-Refinery feedstocks | KTOE | IT | 2011 | nrg_110a | 264.7649
Imports | 3247 | 3247-Kerosene type jet fuel (without bio components) | KTOE | IE | 2014 | nrg_110a | 39.6029
Imports | 3247 | 3247-Kerosene type jet fuel (without bio components) | KTOE | LV | 2009 | nrg_110a | 4.2789
Imports | 3247 | 3247-Kerosene type jet fuel (without bio components) | KTOE | TR | 2013 | nrg_110a | 23.2828
Imports | 3285 | 3285-Petroleum coke | KTOE | LU | 2014 | nrg_110a | 0.25958
Imports | 3285 | 3285-Petroleum coke | KTOE | IT | 2009 | nrg_110a | 84.318
Imports | 3285 | 3285-Petroleum coke | KTOE | LV | 2012 | nrg_110a | 0.10048
Transformation input in Gas Works | 4100 | 4100-Natural gas | KTOE | DK | 2012 | nrg_103a | 0.54847
Consumption in Oil and gas extraction | 4100 | 4100-Natural gas | KTOE | UK | 2014 | nrg_103a | 137.6787
Consumption in Coke Ovens | 4100 | 4100-Natural gas | KTOE | AT | 2013 | nrg_103a | 0.066989
Consumption in Coal Mines | 4100 | 4100-Natural gas | KTOE | UK | 2009 | nrg_103a | 0.70338
Consumption in Pipeline transport | 4100 | 4100-Natural gas | KTOE | BE | 2011 | nrg_103a | 2.7926
Consumption in Pipeline transport | 4100 | 4100-Natural gas | KTOE | BG | 2009 | nrg_103a | 5.8448
Primary production | 4000 | 4000-Gas | KTOE | BG | 2013 | nrg_103a | 9.7929
Primary production | 4000 | 4000-Gas | KTOE | DE | 2014 | nrg_103a | 327.8474
Primary production | 4000 | 4000-Gas | KTOE | EL | 2009 | nrg_103a | 0.48986
Primary production | 4000 | 4000-Gas | KTOE | RO | 2011 | nrg_103a | 362.8616
Primary production | 4000 | 4000-Gas | KTOE | UK | 2009 | nrg_103a | 2250.3045
Primary production | 4000 | 4000-Gas | KTOE | UA | 2013 | nrg_103a | 670.9891
Imports | 4000 | 4000-Gas | KTOE | DE | 2012 | nrg_103a | 3101.9248
Imports | 4000 | 4000-Gas | KTOE | HU | 2010 | nrg_103a | 331.2847
Imports | 4000 | 4000-Gas | KTOE | LT | 2011 | nrg_103a | 114.1029
Imports | 4000 | 4000-Gas | KTOE | LU | 2011 | nrg_103a | 43.2203
Imports | 4000 | 4000-Gas | KTOE | LV | 2011 | nrg_103a | 59.0213
Imports | 4000 | 4000-Gas | KTOE | NL | 2013 | nrg_103a | 809.949
Primary production | 5100 | 5100-Nuclear heat | KTOE | ES | 2013 | nrg_104a | 612.6419
Primary production | 5100 | 5100-Nuclear heat | KTOE | RO | 2014 | nrg_104a | 126.1022
Primary production | 5100 | 5100-Nuclear heat | KTOE | UA | 2013 | nrg_104a | 905.496
Primary production | 7200 | 7200-Waste (non-renewable) | KTOE | BG | 2014 | nrg_108a | 0.9504
Primary production | 7200 | 7200-Waste (non-renewable) | KTOE | CZ | 2009 | nrg_108a | 8.2312
Primary production | 7200 | 7200-Waste (non-renewable) | KTOE | DE | 2010 | nrg_108a | 163.5406
Primary production | 7200 | 7200-Waste (non-renewable) | KTOE | FI | 2009 | nrg_108a | 6.0541
Primary production | 7200 | 7200-Waste (non-renewable) | KTOE | SI | 2013 | nrg_108a | 1.4528
Primary production | 7200 | 7200-Waste (non-renewable) | KTOE | RS | 2010 | nrg_108a | 0.38937
Primary production | 7200 | 7200-Waste (non-renewable) | KTOE | UK | 2012 | nrg_108a | 31.4136
Primary production | 2210 | 2210-Lignite/Brown Coal | KTOE | BG | 2009 | nrg_110a | 190.2524
Primary production | 2210 | 2210-Lignite/Brown Coal | KTOE | RS | 2014 | nrg_110a | 239.1877
Imports | 2210 | 2210-Lignite/Brown Coal | KTOE | CZ | 2013 | nrg_110a | 3.6216
Imports | 2210 | 2210-Lignite/Brown Coal | KTOE | LT | 2013 | nrg_110a | 0.01256
Imports | 2210 | 2210-Lignite/Brown Coal | KTOE | NL | 2014 | nrg_110a | 0.82061
Imports | 2210 | 2210-Lignite/Brown Coal | KTOE | SK | 2009 | nrg_110a | 10.781
Consumption in Coal Mines | 2210 | 2210-Lignite/Brown Coal | KTOE | PL | 2012 | nrg_110a | 0.24702
Consumption in Coal Mines | 2210 | 2210-Lignite/Brown Coal | KTOE | SK | 2011 | nrg_110a | 0.020934
Primary production | 3105 | 3105-Crude oil (without NGL) | KTOE | CZ | 2014 | nrg_110a | 6.4016
Primary production | 3105 | 3105-Crude oil (without NGL) | KTOE | EL | 2013 | nrg_110a | 2.9517
Primary production | 3105 | 3105-Crude oil (without NGL) | KTOE | UA | 2012 | nrg_110a | 95.773
Imports | 3105 | 3105-Crude oil (without NGL) | KTOE | DE | 2013 | nrg_110a | 3752.2478
Imports | 3105 | 3105-Crude oil (without NGL) | KTOE | IE | 2012 | nrg_110a | 123.4311
Imports | 3105 | 3105-Crude oil (without NGL) | KTOE | LT | 2012 | nrg_110a | 362.0661
Imports | 3105 | 3105-Crude oil (without NGL) | KTOE | TR | 2014 | nrg_110a | 752.2089
Imports | 3270A | 3270A-Total fuel oil | KTOE | CZ | 2011 | nrg_110a | 1.1597
Imports | 3270A | 3270A-Total fuel oil | KTOE | FR | 2012 | nrg_110a | 213.8408
Imports | 3270A | 3270A-Total fuel oil | KTOE | HR | 2009 | nrg_110a | 3.0019
Imports | 3270A | 3270A-Total fuel oil | KTOE | IE | 2012 | nrg_110a | 8.0805
Imports | 3270A | 3270A-Total fuel oil | KTOE | MD | 2011 | nrg_110a | 0.67826
Imports | 3270A | 3270A-Total fuel oil | KTOE | SK | 2009 | nrg_110a | 3.362
Primary production | 4000 | 4000-Gas | KTOE | CZ | 2010 | nrg_110a | 8.4448
Primary production | 4000 | 4000-Gas | KTOE | RO | 2009 | nrg_110a | 374.2329
Imports | 4000 | 4000-Gas | KTOE | HU | 2014 | nrg_110a | 311.343
Imports | 4000 | 4000-Gas | KTOE | LT | 2009 | nrg_110a | 91.6658
Imports | 4000 | 4000-Gas | KTOE | LU | 2009 | nrg_110a | 46.5782
Imports | 4000 | 4000-Gas | KTOE | TR | 2014 | nrg_110a | 1698.1577
Transformation input in Coke Ovens | 4000 | 4000-Gas | KTOE | UK | 2012 | nrg_110a | 0.18003
Consumption in Oil and gas extraction | 4000 | 4000-Gas | KTOE | PL | 2009 | nrg_110a | 6.0918
Consumption in Oil and gas extraction | 4000 | 4000-Gas | KTOE | RO | 2010 | nrg_110a | 15.0599
Consumption in Oil and gas extraction | 4000 | 4000-Gas | KTOE | UA | 2012 | nrg_110a | 21.5118
Consumption in Oil and gas extraction | 4000 | 4000-Gas | KTOE | UK | 2012 | nrg_110a | 157.0134
Consumption in Coal Mines | 4000 | 4000-Gas | KTOE | PL | 2014 | nrg_110a | 0.48148
Consumption in Coke Ovens | 4000 | 4000-Gas | KTOE | AT | 2009 | nrg_110a | 4.0612
Consumption in Coke Ovens | 4000 | 4000-Gas | KTOE | NL | 2013 | nrg_110a | 7.4986
Consumption in Pipeline transport | 4000 | 4000-Gas | KTOE | BG | 2011 | nrg_110a | 8.5285
Primary production | 4100 | 4100-Natural gas | KTOE | IE | 2011 | nrg_110a | 7.7958
Imports | 4100 | 4100-Natural gas | KTOE | CZ | 2009 | nrg_110a | 297.2628
Imports | 4100 | 4100-Natural gas | KTOE | DE | 2010 | nrg_110a | 3299.2947
Imports | 3234 | 3234-Gasoline (without bio components) | KTOE | HU | 2014 | nrg_102a | 11.0406
Imports | 3234 | 3234-Gasoline (without bio components) | KTOE | IS | 2014 | nrg_102a | 5.9704
Imports | 3234 | 3234-Gasoline (without bio components) | KTOE | LU | 2010 | nrg_102a | 14.9385
Imports | 3234 | 3234-Gasoline (without bio components) | KTOE | IE | 2012 | nrg_102a | 45.1672
Primary production | 7100 | 7100-Industrial wastes | KTOE | IT | 2013 | nrg_108a | 12.9958
Primary production | 7100 | 7100-Industrial wastes | KTOE | SE | 2012 | nrg_108a | 1.2812
Imports | 3234 | 3234-Gasoline (without bio components) | KTOE | HR | 2014 | nrg_110a | 6.3304
Imports | 3234 | 3234-Gasoline (without bio components) | KTOE | LV | 2014 | nrg_110a | 9.4538
Imports | 3234 | 3234-Gasoline (without bio components) | KTOE | MD | 2013 | nrg_110a | 7.2725
Imports | 3234 | 3234-Gasoline (without bio components) | KTOE | LU | 2014 | nrg_110a | 13.1298
Primary production | 7100 | 7100-Industrial wastes | KTOE | EL | 2012 | nrg_110a | 0.62383
Imports | 3234 | 3234-Gasoline (without bio components) | KTOE | FI | 2014 | nrg_102a | 21.1978
Imports | 3234 | 3234-Gasoline (without bio components) | KTOE | UK | 2014 | nrg_102a | 155.9457
Primary production | 7100 | 7100-Industrial wastes | KTOE | LU | 2011 | nrg_108a | 0.57778
Imports | 3234 | 3234-Gasoline (without bio components) | KTOE | AT | 2014 | nrg_110a | 30.3962
Imports | 3234 | 3234-Gasoline (without bio components) | KTOE | SI | 2012 | nrg_110a | 29.7305
Imports | 3234 | 3234-Gasoline (without bio components) | KTOE | UA | 2010 | nrg_110a | 93.194
Primary production | 7100 | 7100-Industrial wastes | KTOE | TR | 2009 | nrg_108a | 1.0551
Imports | 3234 | 3234-Gasoline (without bio components) | KTOE | AT | 2013 | nrg_102a | 31.8448
Imports | 3234 | 3234-Gasoline (without bio components) | KTOE | PL | 2009 | nrg_102a | 22.1398
Imports | 3234 | 3234-Gasoline (without bio components) | KTOE | NO | 2013 | nrg_110a | 7.0255
Imports | 3234 | 3234-Gasoline (without bio components) | KTOE | PL | 2009 | nrg_110a | 22.1398
Imports | 3234 | 3234-Gasoline (without bio components) | KTOE | CY | 2011 | nrg_102a | 16.6551
Primary production | 7100 | 7100-Industrial wastes | KTOE | HR | 2013 | nrg_108a | 0.36425
Primary production | 7100 | 7100-Industrial wastes | KTOE | PL | 2012 | nrg_108a | 13.2512
Primary production | 7100 | 7100-Industrial wastes | KTOE | RO | 2013 | nrg_108a | 1.6957
Imports | 3234 | 3234-Gasoline (without bio components) | KTOE | BG | 2012 | nrg_110a | 11.1746
Imports | 3234 | 3234-Gasoline (without bio components) | KTOE | RS | 2011 | nrg_110a | 1.1221
Imports | 3234 | 3234-Gasoline (without bio components) | KTOE | MK | 2009 | nrg_102a | 1.277
Primary production | 7100 | 7100-Industrial wastes | KTOE | AT | 2012 | nrg_108a | 19.7282
Primary production | 7100 | 7100-Industrial wastes | KTOE | HU | 2014 | nrg_108a | 2.1562
Imports | 3234 | 3234-Gasoline (without bio components) | KTOE | EL | 2013 | nrg_110a | 14.9971
Imports | 3234 | 3234-Gasoline (without bio components) | KTOE | RO | 2014 | nrg_110a | 3.4792
Imports | 3234 | 3234-Gasoline (without bio components) | KTOE | HU | 2009 | nrg_102a | 18.9913
Imports | 3234 | 3234-Gasoline (without bio components) | KTOE | IT | 2013 | nrg_102a | 15.7089
Imports | 3234 | 3234-Gasoline (without bio components) | KTOE | IS | 2010 | nrg_102a | 6.4644
Imports | 3234 | 3234-Gasoline (without bio components) | KTOE | MT | 2014 | nrg_102a | 3.3536
Imports | 3234 | 3234-Gasoline (without bio components) | KTOE | NL | 2012 | nrg_102a | 524.3925
Primary production | 7100 | 7100-Industrial wastes | KTOE | CZ | 2014 | nrg_108a | 8.1684
Primary production | 7100 | 7100-Industrial wastes | KTOE | IT | 2009 | nrg_108a | 4.8734
Imports | 3234 | 3234-Gasoline (without bio components) | KTOE | IS | 2013 | nrg_110a | 5.9704
Imports | 3234 | 3234-Gasoline (without bio components) | KTOE | HR | 2010 | nrg_110a | 10.2577
Imports | 3234 | 3234-Gasoline (without bio components) | KTOE | MD | 2009 | nrg_110a | 9.6966
Imports | 3234 | 3234-Gasoline (without bio components) | KTOE | LV | 2010 | nrg_110a | 10.9945
Imports | 3234 | 3234-Gasoline (without bio components) | KTOE | LU | 2010 | nrg_110a | 14.9385
Imports | 3234 | 3234-Gasoline (without bio components) | KTOE | TR | 2011 | nrg_110a | 6.1044
Imports | 3234 | 3234-Gasoline (without bio components) | KTOE | FI | 2010 | nrg_102a | 0.73269
Imports | 3234 | 3234-Gasoline (without bio components) | KTOE | SI | 2012 | nrg_102a | 29.7305
Imports | 3234 | 3234-Gasoline (without bio components) | KTOE | XK | 2012 | nrg_102a | 3.0522
Imports | 3234 | 3234-Gasoline (without bio components) | KTOE | UK | 2010 | nrg_102a | 128.5724
Imports | 3234 | 3234-Gasoline (without bio components) | KTOE | AT | 2010 | nrg_110a | 32.029
Imports | 3234 | 3234-Gasoline (without bio components) | KTOE | FI | 2014 | nrg_110a | 21.1978
Imports | 3234 | 3234-Gasoline (without bio components) | KTOE | XK | 2013 | nrg_110a | 2.8721
Primary production | 7100 | 7100-Industrial wastes | KTOE | LT | 2014 | nrg_110a | 0.25958
Primary production | 7100 | 7100-Industrial wastes | KTOE | LU | 2013 | nrg_110a | 0.64058
Primary production | 7100 | 7100-Industrial wastes | KTOE | NO | 2012 | nrg_110a | 0.29308
Primary production | 7100 | 7100-Industrial wastes | KTOE | SK | 2011 | nrg_110a | 0.74944
Imports | 3234 | 3234-Gasoline (without bio components) | KTOE | NO | 2014 | nrg_102a | 7.2892
Imports | 3234 | 3234-Gasoline (without bio components) | KTOE | PT | 2014 | nrg_102a | 6.6445
Imports | 3234 | 3234-Gasoline (without bio components) | KTOE | RO | 2011 | nrg_102a | 2.9601
Primary production | 7100 | 7100-Industrial wastes | KTOE | HU | 2009 | nrg_108a | 1.1514
Transformation input in Patent Fuel Plants | 2000 | 2000-Solid fuels | KTOE | UA | 2013 | nrg_110a | 0.72432
Transformation input in BKB / PB Plants | 2000 | 2000-Solid fuels | KTOE | DE | 2009 | nrg_110a | 100.4455
Transformation input in BKB / PB Plants | 2000 | 2000-Solid fuels | KTOE | IE | 2009 | nrg_110a | 4.7478
Transformation input in Coke Ovens | 2000 | 2000-Solid fuels | KTOE | HU | 2009 | nrg_110a | 32.2091
Transformation input in Gas Works | 2000 | 2000-Solid fuels | KTOE | EE | 2014 | nrg_110a | 9.2193
Transformation output from Coke Ovens | 2000 | 2000-Solid fuels | KTOE | FI | 2011 | nrg_110a | 24.3588
Transformation output from Coke Ovens | 2000 | 2000-Solid fuels | KTOE | IT | 2013 | nrg_110a | 68.8268
Transformation output from Coke Ovens | 2000 | 2000-Solid fuels | KTOE | SE | 2014 | nrg_110a | 31.7192
Imports | 3000 | 3000-Total petroleum products | KTOE | EL | 2011 | nrg_110a | 1049.0739
Imports | 3000 | 3000-Total petroleum products | KTOE | ES | 2010 | nrg_110a | 3362.5824
Primary production | 3000 | 3000-Total petroleum products | KTOE | FR | 2013 | nrg_110a | 45.9376
Primary production | 3000 | 3000-Total petroleum products | KTOE | MD | 2009 | nrg_110a | 0.67407
Transformation input in Gas Works | 3000 | 3000-Total petroleum products | KTOE | PL | 2010 | nrg_110a | 0.13816
Consumption in Oil and gas extraction | 3000 | 3000-Total petroleum products | KTOE | LT | 2012 | nrg_110a | 0.041868
Consumption in Coal Mines | 3000 | 3000-Total petroleum products | KTOE | EE | 2013 | nrg_110a | 0.71594
Transformation output from Coke Ovens | 2000 | 2000-Solid fuels | KTOE | HU | 2011 | nrg_100a | 32.5356
Transformation output from Coke Ovens | 2000 | 2000-Solid fuels | KTOE | RO | 2010 | nrg_100a | 0.058615
Primary production | 2000 | 2000-Solid fuels | KTOE | ME | 2011 | nrg_100a | 18.1707
Imports | 2000 | 2000-Solid fuels | KTOE | ES | 2010 | nrg_100a | 328.5549
Transformation input in Coke Ovens | 2000 | 2000-Solid fuels | KTOE | HU | 2009 | nrg_100a | 32.2091
Transformation input in Coke Ovens | 2000 | 2000-Solid fuels | KTOE | SE | 2012 | nrg_100a | 43.5009
Transformation input in BKB / PB Plants | 2000 | 2000-Solid fuels | KTOE | DE | 2011 | nrg_100a | 142.1921
Transformation input in BKB / PB Plants | 2000 | 2000-Solid fuels | KTOE | FI | 2010 | nrg_100a | 0.39356
Transformation output from Coke Ovens | 2000 | 2000-Solid fuels | KTOE | TR | 2009 | nrg_100a | 97.9544
Consumption in Coal Mines | 2000 | 2000-Solid fuels | KTOE | EE | 2011 | nrg_100a | 0.5066
Consumption in Coal Mines | 2000 | 2000-Solid fuels | KTOE | HU | 2011 | nrg_100a | 0.062802
Imports | 3000 | 3000-Total petroleum products | KTOE | EE | 2009 | nrg_100a | 51.9666
Imports | 3000 | 3000-Total petroleum products | KTOE | EL | 2009 | nrg_100a | 1164.2737
Transformation input in Coke Ovens | 2000 | 2000-Solid fuels | KTOE | IT | 2010 | nrg_101a | 152.3493
Transformation input in Coke Ovens | 2000 | 2000-Solid fuels | KTOE | SK | 2012 | nrg_101a | 59.0883
Primary production | 2000 | 2000-Solid fuels | KTOE | BG | 2012 | nrg_101a | 234.7916
Primary production | 2000 | 2000-Solid fuels | KTOE | ES | 2012 | nrg_101a | 103.0246
Primary production | 2000 | 2000-Solid fuels | KTOE | IE | 2013 | nrg_101a | 54.0767
Primary production | 2000 | 2000-Solid fuels | KTOE | RS | 2010 | nrg_101a | 302.668
Primary production | 2000 | 2000-Solid fuels | KTOE | XK | 2009 | nrg_101a | 67.0265
Primary production | 2000 | 2000-Solid fuels | KTOE | UK | 2013 | nrg_101a | 309.1994
Imports | 2000 | 2000-Solid fuels | KTOE | IS | 2013 | nrg_101a | 4.1366
Imports | 2000 | 2000-Solid fuels | KTOE | MD | 2011 | nrg_101a | 4.9865
Imports | 2000 | 2000-Solid fuels | KTOE | NL | 2011 | nrg_101a | 628.0661
Imports | 2000 | 2000-Solid fuels | KTOE | UA | 2014 | nrg_101a | 439.8778
Consumption in Coke Ovens | 2000 | 2000-Solid fuels | KTOE | PL | 2010 | nrg_101a | 0.32657
Consumption in BKB / PB Plants | 2000 | 2000-Solid fuels | KTOE | DE | 2012 | nrg_101a | 10.8815
Consumption in BKB / PB Plants | 2000 | 2000-Solid fuels | KTOE | UA | 2013 | nrg_101a | 0.16329
Consumption in Gas Works | 2000 | 2000-Solid fuels | KTOE | CZ | 2011 | nrg_101a | 1.8464
Primary production | 3000 | 3000-Total petroleum products | KTOE | DK | 2011 | nrg_102a | 453.4765
Imports | 3000 | 3000-Total petroleum products | KTOE | FR | 2009 | nrg_102a | 4700.1435
Imports | 3000 | 3000-Total petroleum products | KTOE | IS | 2011 | nrg_102a | 43.7437
Imports | 3000 | 3000-Total petroleum products | KTOE | IT | 2013 | nrg_102a | 3307.5971
Imports | 3000 | 3000-Total petroleum products | KTOE | IE | 2009 | nrg_102a | 370.1341
Imports | 3000 | 3000-Total petroleum products | KTOE | MT | 2010 | nrg_102a | 99.5454
Transformation input in Gas Works | 3000 | 3000-Total petroleum products | KTOE | HR | 2009 | nrg_102a | 0.09211
Primary production | 2000 | 2000-Solid fuels | KTOE | SI | 2011 | nrg_101a | 50.2625
Primary production | 2000 | 2000-Solid fuels | KTOE | SK | 2012 | nrg_110a | 23.7559
Primary production | 3000 | 3000-Total petroleum products | KTOE | TR | 2012 | nrg_110a | 102.0909
Transformation input in Coke Ovens | 2000 | 2000-Solid fuels | KTOE | EE | 2011 | nrg_101a | 0.85411
Imports | 2000 | 2000-Solid fuels | KTOE | PL | 2011 | nrg_101a | 370.8584
Imports | 3000 | 3000-Total petroleum products | KTOE | AL | 2012 | nrg_102a | 41.4954
Primary production | 2000 | 2000-Solid fuels | KTOE | NO | 2014 | nrg_110a | 47.068
Transformation input in Coke Ovens | 2000 | 2000-Solid fuels | KTOE | ES | 2009 | nrg_110a | 66.7543
Imports | 3000 | 3000-Total petroleum products | KTOE | AL | 2011 | nrg_110a | 48.7511
Imports | 3000 | 3000-Total petroleum products | KTOE | NO | 2011 | nrg_110a | 232.1916
Imports | 3000 | 3000-Total petroleum products | KTOE | PL | 2009 | nrg_110a | 1138.7468
Primary production | 5542 | 5542-Biogas | KTOE | ES | 2010 | nrg_107a | 11.6016
Primary production | 5542 | 5542-Biogas | KTOE | EL | 2012 | nrg_107a | 3.7095
Primary production | 5542 | 5542-Biogas | KTOE | IE | 2013 | nrg_107a | 2.018
Primary production | 5548 | 5548-Other liquid biofuels | KTOE | DK | 2010 | nrg_107a | 1.9259
Primary production | 5548 | 5548-Other liquid biofuels | KTOE | FI | 2013 | nrg_107a | 1.4612
Transformation input in Gas Works | 3106 | 3106-Natural gas liquids (NGL) | KTOE | UA | 2011 | nrg_110a | 0.083736
Imports | 3295 | 3295-Other Oil Products | KTOE | HU | 2014 | nrg_110a | 0.15072
Imports | 3295 | 3295-Other Oil Products | KTOE | FR | 2011 | nrg_110a | 9.5585
Primary production | 5542 | 5542-Biogas | KTOE | BG | 2013 | nrg_110a | 0.09211
Primary production | 5542 | 5542-Biogas | KTOE | DK | 2013 | nrg_110a | 4.6055
Primary production | 5542 | 5542-Biogas | KTOE | DE | 2009 | nrg_110a | 147.4717
Primary production | 5542 | 5542-Biogas | KTOE | EL | 2014 | nrg_110a | 3.6383
Primary production | 5542 | 5542-Biogas | KTOE | FI | 2009 | nrg_110a | 1.7333
Primary production | 5542 | 5542-Biogas | KTOE | UK | 2011 | nrg_110a | 78.7244
Primary production | 5548 | 5548-Other liquid biofuels | KTOE | IT | 2009 | nrg_110a | 2.6628
Imports | 5548 | 5548-Other liquid biofuels | KTOE | IT | 2013 | nrg_110a | 26.4773
Imports | 3106 | 3106-Natural gas liquids (NGL) | KTOE | UK | 2012 | nrg_102a | 71.4436
Imports | 3295 | 3295-Other Oil Products | KTOE | SI | 2010 | nrg_102a | 0.23865
Imports | 3295 | 3295-Other Oil Products | KTOE | UK | 2009 | nrg_102a | 2.1269
Imports | 3295 | 3295-Other Oil Products | KTOE | BE | 2014 | nrg_102a | 2.1604
Consumption in Oil and gas extraction | 3295 | 3295-Other Oil Products | KTOE | AL | 2012 | nrg_102a | 0.762
Primary production | 5542 | 5542-Biogas | KTOE | IT | 2012 | nrg_107a | 49.354
Primary production | 5542 | 5542-Biogas | KTOE | MT | 2013 | nrg_107a | 0.058615
Imports | 5548 | 5548-Other liquid biofuels | KTOE | BE | 2014 | nrg_107a | 0.56522
Primary production | 3106 | 3106-Natural gas liquids (NGL) | KTOE | NL | 2013 | nrg_110a | 17.4673
Imports | 3106 | 3106-Natural gas liquids (NGL) | KTOE | UA | 2010 | nrg_110a | 0.96296
Imports | 3295 | 3295-Other Oil Products | KTOE | BE | 2011 | nrg_110a | 2.7214
Consumption in Oil and gas extraction | 3295 | 3295-Other Oil Products | KTOE | AL | 2012 | nrg_110a | 0.762
Primary production | 5542 | 5542-Biogas | KTOE | NL | 2010 | nrg_110a | 11.9826
Primary production | 5542 | 5542-Biogas | KTOE | TR | 2012 | nrg_107a | 5.3884
Primary production | 3106 | 3106-Natural gas liquids (NGL) | KTOE | NO | 2011 | nrg_102a | 371.2519
Imports | 3295 | 3295-Other Oil Products | KTOE | AL | 2011 | nrg_102a | 2.286
Imports | 3295 | 3295-Other Oil Products | KTOE | NO | 2010 | nrg_110a | 1.7585
Imports | 3295 | 3295-Other Oil Products | KTOE | RO | 2012 | nrg_102a | 2.5958
Primary production | 5542 | 5542-Biogas | KTOE | PL | 2012 | nrg_107a | 7.0338
Primary production | 5542 | 5542-Biogas | KTOE | PT | 2011 | nrg_107a | 1.8841
Imports | 3106 | 3106-Natural gas liquids (NGL) | KTOE | RS | 2014 | nrg_110a | 2.7591
Primary production | 3106 | 3106-Natural gas liquids (NGL) | KTOE | FR | 2010 | nrg_102a | 1.2184
Primary production | 3106 | 3106-Natural gas liquids (NGL) | KTOE | UK | 2012 | nrg_102a | 113.6214
Primary production | 5542 | 5542-Biogas | KTOE | AT | 2014 | nrg_107a | 12.2338
Primary production | 5542 | 5542-Biogas | KTOE | FR | 2011 | nrg_107a | 14.8799
Primary production | 5542 | 5542-Biogas | KTOE | HR | 2012 | nrg_107a | 0.4773
Primary production | 3106 | 3106-Natural gas liquids (NGL) | KTOE | AT | 2013 | nrg_110a | 1.277
Primary production | 3106 | 3106-Natural gas liquids (NGL) | KTOE | FR | 2013 | nrg_110a | 0.79968
Primary production | 3106 | 3106-Natural gas liquids (NGL) | KTOE | HR | 2009 | nrg_110a | 6.4895
Primary production | 3106 | 3106-Natural gas liquids (NGL) | KTOE | UA | 2014 | nrg_110a | 29.2113
Primary production | 5542 | 5542-Biogas | KTOE | BE | 2010 | nrg_110a | 5.334
Primary production | 5542 | 5542-Biogas | KTOE | FR | 2012 | nrg_110a | 16.5127
Primary production | 5542 | 5542-Biogas | KTOE | HU | 2010 | nrg_110a | 1.5156
Primary production | 5548 | 5548-Other liquid biofuels | KTOE | BE | 2010 | nrg_110a | 1.7794
Imports | 3106 | 3106-Natural gas liquids (NGL) | KTOE | FR | 2013 | nrg_102a | 13.4815
Imports | 3295 | 3295-Other Oil Products | KTOE | TR | 2012 | nrg_102a | 10.9652
Imports | 3295 | 3295-Other Oil Products | KTOE | UA | 2014 | nrg_102a | 2.4409
Primary production | 5542 | 5542-Biogas | KTOE | BG | 2010 | nrg_107a | 0.11304
Primary production | 5542 | 5542-Biogas | KTOE | CY | 2009 | nrg_107a | 0.20934
Primary production | 5542 | 5542-Biogas | KTOE | EE | 2014 | nrg_107a | 0.40193
Primary production | 5542 | 5542-Biogas | KTOE | IE | 2009 | nrg_107a | 2.3237
Primary production | 5542 | 5542-Biogas | KTOE | RO | 2013 | nrg_107a | 0.82061
Primary production | 5548 | 5548-Other liquid biofuels | KTOE | FI | 2009 | nrg_107a | 0.74944
Imports | 5548 | 5548-Other liquid biofuels | KTOE | IT | 2013 | nrg_107a | 26.4773
Primary production | 3106 | 3106-Natural gas liquids (NGL) | KTOE | RS | 2013 | nrg_110a | 1.658
Imports | 3295 | 3295-Other Oil Products | KTOE | CZ | 2014 | nrg_110a | 7.3018
Imports | 3295 | 3295-Other Oil Products | KTOE | IT | 2011 | nrg_110a | 14.2812
Primary production | 5542 | 5542-Biogas | KTOE | BG | 2009 | nrg_110a | 0.01256
Primary production | 5542 | 5542-Biogas | KTOE | EE | 2014 | nrg_110a | 0.40193
Primary production | 5542 | 5542-Biogas | KTOE | DK | 2009 | nrg_110a | 4.1701
Imports | 3234 | 3234-Gasoline (without bio components) | KTOE | EE | 2014 | nrg_110a | 18.6982
Imports | 3234 | 3234-Gasoline (without bio components) | KTOE | RO | 2009 | nrg_110a | 2.7842
Primary production | 7100 | 7100-Industrial wastes | KTOE | HR | 2011 | nrg_110a | 0.18003
Imports | 3234 | 3234-Gasoline (without bio components) | KTOE | DE | 2013 | nrg_102a | 79.3775
Imports | 3234 | 3234-Gasoline (without bio components) | KTOE | HR | 2014 | nrg_102a | 6.3304
Imports | 3234 | 3234-Gasoline (without bio components) | KTOE | MD | 2010 | nrg_102a | 8.3527
Imports | 3234 | 3234-Gasoline (without bio components) | KTOE | MT | 2009 | nrg_102a | 3.1862
Imports | 3234 | 3234-Gasoline (without bio components) | KTOE | TR | 2010 | nrg_102a | 12.125
Imports | 3234 | 3234-Gasoline (without bio components) | KTOE | UA | 2012 | nrg_102a | 89.7148
Primary production | 7100 | 7100-Industrial wastes | KTOE | BG | 2012 | nrg_108a | 0.27633
Primary production | 7100 | 7100-Industrial wastes | KTOE | CZ | 2009 | nrg_108a | 6.7449
Primary production | 7100 | 7100-Industrial wastes | KTOE | CY | 2014 | nrg_108a | 0.27214
Primary production | 7100 | 7100-Industrial wastes | KTOE | FI | 2010 | nrg_108a | 1.7836
Primary production | 7100 | 7100-Industrial wastes | KTOE | RS | 2012 | nrg_108a | 0.050242
Primary production | 7100 | 7100-Industrial wastes | KTOE | SI | 2010 | nrg_108a | 0.97552
Primary production | 7100 | 7100-Industrial wastes | KTOE | UK | 2012 | nrg_108a | 13.314
Imports | 3234 | 3234-Gasoline (without bio components) | KTOE | DE | 2014 | nrg_110a | 77.594
Imports | 3234 | 3234-Gasoline (without bio components) | KTOE | CZ | 2011 | nrg_110a | 27.0258
Imports | 3234 | 3234-Gasoline (without bio components) | KTOE | IE | 2014 | nrg_110a | 39.3266
Imports | 3234 | 3234-Gasoline (without bio components) | KTOE | FR | 2014 | nrg_110a | 12.753
Primary production | 7100 | 7100-Industrial wastes | KTOE | CZ | 2011 | nrg_110a | 6.9626
Primary production | 7100 | 7100-Industrial wastes | KTOE | DE | 2012 | nrg_110a | 59.4651
Primary production | 7100 | 7100-Industrial wastes | KTOE | FI | 2012 | nrg_110a | 2.7424
Primary production | 7100 | 7100-Industrial wastes | KTOE | RS | 2012 | nrg_110a | 0.050242
Primary production | 7100 | 7100-Industrial wastes | KTOE | UK | 2014 | nrg_110a | 8.4238
Imports | 3234 | 3234-Gasoline (without bio components) | KTOE | BG | 2012 | nrg_102a | 11.1746
Imports | 3234 | 3234-Gasoline (without bio components) | KTOE | DK | 2014 | nrg_102a | 31.3173
Imports | 3234 | 3234-Gasoline (without bio components) | KTOE | FR | 2012 | nrg_102a | 16.7472
Primary production | 7100 | 7100-Industrial wastes | KTOE | LV | 2010 | nrg_108a | 0.10467
Imports | 3234 | 3234-Gasoline (without bio components) | KTOE | BE | 2012 | nrg_110a | 40.9637
Imports | 3234 | 3234-Gasoline (without bio components) | KTOE | UK | 2011 | nrg_110a | 145.8346
Imports | 7100 | 7100-Industrial wastes | KTOE | SK | 2010 | nrg_110a | 0.041868
Primary production | 7100 | 7100-Industrial wastes | KTOE | SK | 2010 | nrg_110a | 0.73269
Imports | 3234 | 3234-Gasoline (without bio components) | KTOE | NO | 2013 | nrg_102a | 7.0255
Imports | 3234 | 3234-Gasoline (without bio components) | KTOE | RS | 2014 | nrg_102a | 2.3739
Imports | 3234 | 3234-Gasoline (without bio components) | KTOE | EE | 2013 | nrg_110a | 15.533
Imports | 3234 | 3234-Gasoline (without bio components) | KTOE | ME | 2014 | nrg_102a | 1.9176
Imports | 3234 | 3234-Gasoline (without bio components) | KTOE | PT | 2013 | nrg_102a | 4.3543
Imports | 3234 | 3234-Gasoline (without bio components) | KTOE | RO | 2010 | nrg_102a | 2.8261
Imports | 7100 | 7100-Industrial wastes | KTOE | PT | 2014 | nrg_108a | 1.0132
Imports | 3234 | 3234-Gasoline (without bio components) | KTOE | ME | 2014 | nrg_110a | 1.9176
Primary production | 7100 | 7100-Industrial wastes | KTOE | HR | 2010 | nrg_110a | 0.3182
Imports | 3234 | 3234-Gasoline (without bio components) | KTOE | DE | 2012 | nrg_102a | 67.1437
Imports | 3234 | 3234-Gasoline (without bio components) | KTOE | HR | 2013 | nrg_102a | 4.4129
Imports | 3234 | 3234-Gasoline (without bio components) | KTOE | MD | 2009 | nrg_102a | 9.6966
Imports | 3234 | 3234-Gasoline (without bio components) | KTOE | UA | 2011 | nrg_102a | 96.69
Imports | 3234 | 3234-Gasoline (without bio components) | KTOE | TR | 2009 | nrg_102a | 9.2026
Primary production | 7100 | 7100-Industrial wastes | KTOE | BG | 2011 | nrg_108a | 0.34332
Primary production | 7100 | 7100-Industrial wastes | KTOE | CY | 2011 | nrg_108a | 0.0041868
Primary production | 7100 | 7100-Industrial wastes | KTOE | FI | 2009 | nrg_108a | 1.8966
Primary production | 7100 | 7100-Industrial wastes | KTOE | EL | 2014 | nrg_108a | 0.86667
Primary production | 7100 | 7100-Industrial wastes | KTOE | RS | 2011 | nrg_108a | 0.28889
Primary production | 7100 | 7100-Industrial wastes | KTOE | SI | 2009 | nrg_108a | 0.82899
Primary production | 7100 | 7100-Industrial wastes | KTOE | UK | 2011 | nrg_108a | 13.314
Imports | 3234 | 3234-Gasoline (without bio components) | KTOE | DE | 2013 | nrg_110a | 79.3775
Imports | 3234 | 3234-Gasoline (without bio components) | KTOE | CZ | 2010 | nrg_110a | 25.6107
Imports | 3234 | 3234-Gasoline (without bio components) | KTOE | IE | 2013 | nrg_110a | 37.1411
Imports | 3234 | 3234-Gasoline (without bio components) | KTOE | FR | 2013 | nrg_110a | 9.1147
Primary production | 7100 | 7100-Industrial wastes | KTOE | CZ | 2010 | nrg_110a | 6.6445
Primary production | 7100 | 7100-Industrial wastes | KTOE | DE | 2011 | nrg_110a | 61.5208
Primary production | 7100 | 7100-Industrial wastes | KTOE | FI | 2011 | nrg_110a | 1.8045
Primary production | 7100 | 7100-Industrial wastes | KTOE | SI | 2014 | nrg_110a | 1.8087
Imports | 3281 | 3281-White Spirit and SBP | KTOE | SK | 2014 | nrg_110a | 0.56103
Imports | 3282 | 3282-Lubricants | KTOE | FI | 2014 | nrg_110a | 7.0129
Imports | 3282 | 3282-Lubricants | KTOE | AL | 2012 | nrg_102a | 0.71594
Transformation input in BKB / PB Plants | 2310 | 2310-Peat | KTOE | EE | 2009 | nrg_101a | 0.76618
Imports | 3282 | 3282-Lubricants | KTOE | AT | 2010 | nrg_102a | 1.8799
Imports | 3282 | 3282-Lubricants | KTOE | NO | 2010 | nrg_110a | 1.7208
Primary production | 5532 | 5532-Solar thermal | KTOE | PL | 2009 | nrg_110a | 0.2847
Primary production | 2310 | 2310-Peat | KTOE | RO | 2010 | nrg_101a | 0.025121
Imports | 2310 | 2310-Peat | KTOE | SE | 2012 | nrg_101a | 4.6976
Imports | 3282 | 3282-Lubricants | KTOE | CY | 2012 | nrg_102a | 0.36006
Imports | 3282 | 3282-Lubricants | KTOE | EE | 2013 | nrg_102a | 0.37681
Imports | 3282 | 3282-Lubricants | KTOE | RS | 2012 | nrg_102a | 2.4116
Primary production | 2310 | 2310-Peat | KTOE | LV | 2009 | nrg_110a | 0.25121
Imports | 3282 | 3282-Lubricants | KTOE | CZ | 2014 | nrg_110a | 5.5056
Imports | 3282 | 3282-Lubricants | KTOE | RS | 2009 | nrg_110a | 1.4068
Primary production | 5532 | 5532-Solar thermal | KTOE | PT | 2010 | nrg_110a | 2.0139
Primary production | 5532 | 5532-Solar thermal | KTOE | RO | 2010 | nrg_110a | 0.0041868
Imports | 3282 | 3282-Lubricants | KTOE | MT | 2010 | nrg_102a | 0.16747
Imports | 3282 | 3282-Lubricants | KTOE | NL | 2011 | nrg_102a | 41.7717
Imports | 3282 | 3282-Lubricants | KTOE | RO | 2009 | nrg_102a | 2.6377
Imports | 3281 | 3281-White Spirit and SBP | KTOE | ES | 2013 | nrg_102a | 1.7878
Primary production | 5532 | 5532-Solar thermal | KTOE | XK | 2010 | nrg_107a | 0.0083736
Primary production | 5532 | 5532-Solar thermal | KTOE | AT | 2011 | nrg_107a | 7.0464
Imports | 2310 | 2310-Peat | KTOE | RO | 2013 | nrg_110a | 0.34332
Primary production | 2310 | 2310-Peat | KTOE | AT | 2013 | nrg_110a | 0.0083736
Imports | 3281 | 3281-White Spirit and SBP | KTOE | ES | 2011 | nrg_110a | 1.524
Imports | 3281 | 3281-White Spirit and SBP | KTOE | RO | 2013 | nrg_110a | 0.17585
Imports | 3282 | 3282-Lubricants | KTOE | ME | 2011 | nrg_110a | 0.079549
Imports | 3282 | 3282-Lubricants | KTOE | PT | 2010 | nrg_110a | 2.2692
Primary production | 5532 | 5532-Solar thermal | KTOE | UK | 2014 | nrg_110a | 2.1813
Imports | 2230 | 2230-BKB (brown coal briquettes) | KTOE | CZ | 2009 | nrg_101a | 2.6209
Imports | 2230 | 2230-BKB (brown coal briquettes) | KTOE | IE | 2014 | nrg_101a | 0.56103
Imports | 2230 | 2230-BKB (brown coal briquettes) | KTOE | LU | 2013 | nrg_101a | 0.079549
Primary production | 2310 | 2310-Peat | KTOE | EE | 2013 | nrg_101a | 2.7465
Primary production | 2310 | 2310-Peat | KTOE | FI | 2010 | nrg_101a | 75.6848
Primary production | 2310 | 2310-Peat | KTOE | IE | 2013 | nrg_101a | 54.0767
Imports | 3282 | 3282-Lubricants | KTOE | DK | 2009 | nrg_102a | 2.3027
Imports | 3282 | 3282-Lubricants | KTOE | LU | 2013 | nrg_102a | 0.36006
Imports | 3282 | 3282-Lubricants | KTOE | LV | 2014 | nrg_102a | 1.4235
Imports | 3282 | 3282-Lubricants | KTOE | TR | 2012 | nrg_102a | 39.7034
Imports | 3281 | 3281-White Spirit and SBP | KTOE | MD | 2014 | nrg_102a | 0.041868
Imports | 3281 | 3281-White Spirit and SBP | KTOE | LV | 2011 | nrg_102a | 0.041868
Primary production | 5532 | 5532-Solar thermal | KTOE | IE | 2014 | nrg_107a | 0.51079
Primary production | 5532 | 5532-Solar thermal | KTOE | HU | 2012 | nrg_107a | 0.24702
Primary production | 5532 | 5532-Solar thermal | KTOE | CZ | 2013 | nrg_107a | 0.62802
Primary production | 5532 | 5532-Solar thermal | KTOE | DK | 2009 | nrg_107a | 0.59034
Primary production | 5532 | 5532-Solar thermal | KTOE | ES | 2011 | nrg_107a | 29.8561
Primary production | 5532 | 5532-Solar thermal | KTOE | FI | 2014 | nrg_107a | 0.058615
Imports | 2230 | 2230-BKB (brown coal briquettes) | KTOE | HU | 2010 | nrg_110a | 0.28052
Imports | 2230 | 2230-BKB (brown coal briquettes) | KTOE | NL | 2010 | nrg_110a | 1.6412
Imports | 2230 | 2230-BKB (brown coal briquettes) | KTOE | SK | 2011 | nrg_110a | 0.18003
Primary production | 2310 | 2310-Peat | KTOE | EE | 2011 | nrg_110a | 3.3118
Consumption in BKB / PB Plants | 2310 | 2310-Peat | KTOE | UA | 2014 | nrg_110a | 0.21353
Imports | 3281 | 3281-White Spirit and SBP | KTOE | IS | 2013 | nrg_110a | 0.041868
Imports | 3281 | 3281-White Spirit and SBP | KTOE | IE | 2011 | nrg_110a | 0.046055
Imports | 3281 | 3281-White Spirit and SBP | KTOE | NL | 2009 | nrg_110a | 22.0184
Imports | 3281 | 3281-White Spirit and SBP | KTOE | MD | 2009 | nrg_110a | 0.041868
Imports | 3281 | 3281-White Spirit and SBP | KTOE | TR | 2012 | nrg_110a | 9.1147
Imports | 3281 | 3281-White Spirit and SBP | KTOE | UA | 2014 | nrg_110a | 0.52335
Imports | 3282 | 3282-Lubricants | KTOE | DE | 2009 | nrg_110a | 26.0963
Imports | 3282 | 3282-Lubricants | KTOE | HR | 2010 | nrg_110a | 0.93784
Imports | 3282 | 3282-Lubricants | KTOE | LT | 2014 | nrg_110a | 1.2602
Imports | 3282 | 3282-Lubricants | KTOE | LV | 2014 | nrg_110a | 1.4235
Primary production | 5532 | 5532-Solar thermal | KTOE | CY | 2010 | nrg_110a | 2.5456
Primary production | 5532 | 5532-Solar thermal | KTOE | CZ | 2011 | nrg_110a | 0.45636
Primary production | 5532 | 5532-Solar thermal | KTOE | DE | 2012 | nrg_110a | 24.1202
Primary production | 5532 | 5532-Solar thermal | KTOE | FI | 2012 | nrg_110a | 0.046055
Primary production | 5532 | 5532-Solar thermal | KTOE | ES | 2009 | nrg_110a | 8.2731
Primary production | 5532 | 5532-Solar thermal | KTOE | SE | 2011 | nrg_110a | 0.46055
Primary production | 5542 | 5542-Biogas | KTOE | EL | 2010 | nrg_110a | 2.0641
Primary production | 5542 | 5542-Biogas | KTOE | IS | 2011 | nrg_110a | 0.046055
Primary production | 5542 | 5542-Biogas | KTOE | IT | 2011 | nrg_110a | 46.2181
Primary production | 5542 | 5542-Biogas | KTOE | IE | 2011 | nrg_110a | 2.4116
Primary production | 5542 | 5542-Biogas | KTOE | RS | 2013 | nrg_110a | 0.18422
Imports | 5548 | 5548-Other liquid biofuels | KTOE | IT | 2009 | nrg_110a | 9.4957
Imports | 5548 | 5548-Other liquid biofuels | KTOE | LU | 2012 | nrg_110a | 0.0083736
Imports | 3106 | 3106-Natural gas liquids (NGL) | KTOE | FI | 2013 | nrg_102a | 30.2706
Imports | 3295 | 3295-Other Oil Products | KTOE | BE | 2010 | nrg_102a | 4.9195
Imports | 3295 | 3295-Other Oil Products | KTOE | FI | 2013 | nrg_102a | 18.8029
Primary production | 5542 | 5542-Biogas | KTOE | LU | 2013 | nrg_107a | 0.65314
Primary production | 5548 | 5548-Other liquid biofuels | KTOE | NO | 2013 | nrg_107a | 0.25958
Imports | 5548 | 5548-Other liquid biofuels | KTOE | BE | 2010 | nrg_107a | 1.0341
Imports | 5548 | 5548-Other liquid biofuels | KTOE | FI | 2011 | nrg_107a | 1.344
Primary production | 3106 | 3106-Natural gas liquids (NGL) | KTOE | NL | 2009 | nrg_110a | 17.2496
Imports | 3106 | 3106-Natural gas liquids (NGL) | KTOE | BE | 2014 | nrg_110a | 24.5891
Imports | 3295 | 3295-Other Oil Products | KTOE | SI | 2011 | nrg_110a | 0.20097
Primary production | 5542 | 5542-Biogas | KTOE | LT | 2014 | nrg_110a | 0.87504
Primary production | 5542 | 5542-Biogas | KTOE | NO | 2014 | nrg_110a | 0.96715
Primary production | 5542 | 5542-Biogas | KTOE | SI | 2012 | nrg_107a | 1.5952
Primary production | 3106 | 3106-Natural gas liquids (NGL) | KTOE | SK | 2014 | nrg_110a | 0.11304
Primary production | 5542 | 5542-Biogas | KTOE | TR | 2010 | nrg_110a | 2.847
Imports | 3295 | 3295-Other Oil Products | KTOE | PL | 2013 | nrg_102a | 6.9459
Imports | 3295 | 3295-Other Oil Products | KTOE | AT | 2009 | nrg_102a | 1.4612
Imports | 3295 | 3295-Other Oil Products | KTOE | AL | 2009 | nrg_110a | 3.496
Primary production | 5542 | 5542-Biogas | KTOE | PL | 2011 | nrg_110a | 5.7317
Primary production | 5548 | 5548-Other liquid biofuels | KTOE | PL | 2011 | nrg_107a | 0.020934
Primary production | 5548 | 5548-Other liquid biofuels | KTOE | PT | 2009 | nrg_107a | 0.16747
Imports | 5548 | 5548-Other liquid biofuels | KTOE | BG | 2010 | nrg_107a | 0.1256
Imports | 3295 | 3295-Other Oil Products | KTOE | PT | 2009 | nrg_110a | 0.087923
Primary production | 5542 | 5542-Biogas | KTOE | RO | 2012 | nrg_110a | 1.143
Primary production | 5542 | 5542-Biogas | KTOE | PT | 2009 | nrg_110a | 0.99646
Primary production | 5548 | 5548-Other liquid biofuels | KTOE | PL | 2014 | nrg_110a | 0.0041868
Imports | 3295 | 3295-Other Oil Products | KTOE | ES | 2014 | nrg_102a | 29.6802
Primary production | 5542 | 5542-Biogas | KTOE | LV | 2010 | nrg_107a | 0.55684
Consumption in Coal Mines | 3295 | 3295-Other Oil Products | KTOE | PL | 2012 | nrg_110a | 0.029308
Primary production | 5548 | 5548-Other liquid biofuels | KTOE | AT | 2014 | nrg_110a | 0.020934
Primary production | 3106 | 3106-Natural gas liquids (NGL) | KTOE | RO | 2009 | nrg_102a | 5.5391
Primary production | 3106 | 3106-Natural gas liquids (NGL) | KTOE | RS | 2010 | nrg_102a | 0.64477
Imports | 3295 | 3295-Other Oil Products | KTOE | NL | 2011 | nrg_102a | 22.7594
Imports | 3295 | 3295-Other Oil Products | KTOE | CZ | 2013 | nrg_102a | 6.6696
Primary production | 5542 | 5542-Biogas | KTOE | EL | 2014 | nrg_107a | 3.6383
Primary production | 5542 | 5542-Biogas | KTOE | ES | 2012 | nrg_107a | 12.1794
Primary production | 5542 | 5542-Biogas | KTOE | SE | 2010 | nrg_107a | 4.6557
Primary production | 5548 | 5548-Other liquid biofuels | KTOE | DK | 2012 | nrg_107a | 0.92947
Imports | 3295 | 3295-Other Oil Products | KTOE | FR | 2013 | nrg_110a | 10.3581
Imports | 3295 | 3295-Other Oil Products | KTOE | MD | 2009 | nrg_110a | 0.079549
Imports | 3295 | 3295-Other Oil Products | KTOE | TR | 2010 | nrg_110a | 22.8013
Primary production | 5542 | 5542-Biogas | KTOE | CY | 2009 | nrg_110a | 0.20934
Primary production | 5542 | 5542-Biogas | KTOE | CZ | 2010 | nrg_110a | 7.3981
Primary production | 5542 | 5542-Biogas | KTOE | DE | 2011 | nrg_110a | 216.8972
Primary production | 5542 | 5542-Biogas | KTOE | FI | 2011 | nrg_110a | 2.219
Primary production | 5542 | 5542-Biogas | KTOE | SE | 2010 | nrg_110a | 4.6557
Primary production | 5542 | 5542-Biogas | KTOE | UK | 2013 | nrg_110a | 85.2642
Primary production | 5548 | 5548-Other liquid biofuels | KTOE | DE | 2009 | nrg_110a | 19.3891
Primary production | 5548 | 5548-Other liquid biofuels | KTOE | IT | 2011 | nrg_110a | 1.7585
Imports | 3106 | 3106-Natural gas liquids (NGL) | KTOE | UK | 2014 | nrg_102a | 105.1054
Imports | 3295 | 3295-Other Oil Products | KTOE | SI | 2012 | nrg_102a | 0.1591
Imports | 3295 | 3295-Other Oil Products | KTOE | UK | 2011 | nrg_102a | 2.4577
Primary production | 5542 | 5542-Biogas | KTOE | IT | 2014 | nrg_107a | 82.1031
Imports | 3106 | 3106-Natural gas liquids (NGL) | KTOE | UA | 2013 | nrg_110a | 1.3398
Imports | 3295 | 3295-Other Oil Products | KTOE | BE | 2013 | nrg_110a | 1.7585
Imports | 3295 | 3295-Other Oil Products | KTOE | XK | 2010 | nrg_110a | 0.037681
Primary production | 5542 | 5542-Biogas | KTOE | LV | 2009 | nrg_110a | 0.40612
Primary production | 5542 | 5542-Biogas | KTOE | NL | 2012 | nrg_110a | 12.1668
Primary production | 5548 | 5548-Other liquid biofuels | KTOE | NL | 2009 | nrg_110a | 1.9971
Imports | 5548 | 5548-Other liquid biofuels | KTOE | FI | 2009 | nrg_110a | 1.0593
Imports | 5500 | 5500-Renewable energies | KTOE | ME | 2011 | nrg_110a | 0.046055
Imports | 5500 | 5500-Renewable energies | KTOE | PT | 2013 | nrg_110a | 2.8805
Imports | 5500 | 5500-Renewable energies | KTOE | RO | 2011 | nrg_110a | 4.8023
Primary production | 5500 | 5500-Renewable energies | KTOE | AL | 2013 | nrg_100a | 33.9884
Primary production | 5500 | 5500-Renewable energies | KTOE | AT | 2011 | nrg_100a | 346.4242
Primary production | 5500 | 5500-Renewable energies | KTOE | HR | 2009 | nrg_100a | 80.0474
Primary production | 5500 | 5500-Renewable energies | KTOE | UA | 2009 | nrg_100a | 111.1428
Imports | 5500 | 5500-Renewable energies | KTOE | RO | 2009 | nrg_100a | 3.115
Primary production | 5500 | 5500-Renewable energies | KTOE | BG | 2013 | nrg_107a | 76.43
Primary production | 5500 | 5500-Renewable energies | KTOE | CY | 2012 | nrg_107a | 4.4631
Primary production | 5500 | 5500-Renewable energies | KTOE | DE | 2014 | nrg_107a | 1507.9974
Primary production | 5500 | 5500-Renewable energies | KTOE | EL | 2011 | nrg_107a | 83.3843
Primary production | 5500 | 5500-Renewable energies | KTOE | FI | 2009 | nrg_107a | 334.1694
Primary production | 5500 | 5500-Renewable energies | KTOE | ES | 2009 | nrg_107a | 518.4598
Primary production | 5500 | 5500-Renewable energies | KTOE | RO | 2010 | nrg_107a | 238.9993
Primary production | 5500 | 5500-Renewable energies | KTOE | SE | 2013 | nrg_107a | 702.1054
Imports | 5500 | 5500-Renewable energies | KTOE | CZ | 2009 | nrg_107a | 4.4799
Imports | 5500 | 5500-Renewable energies | KTOE | DE | 2012 | nrg_107a | 49.5759
Imports | 5500 | 5500-Renewable energies | KTOE | IS | 2012 | nrg_107a | 0.0083736
Imports | 5500 | 5500-Renewable energies | KTOE | IE | 2012 | nrg_107a | 2.3027
Imports | 5500 | 5500-Renewable energies | KTOE | FR | 2012 | nrg_107a | 17.6181
Primary production | 5500 | 5500-Renewable energies | KTOE | BG | 2014 | nrg_110a | 77.1334
Primary production | 5500 | 5500-Renewable energies | KTOE | CZ | 2009 | nrg_110a | 108.5763
Primary production | 5500 | 5500-Renewable energies | KTOE | DE | 2010 | nrg_110a | 1160.246
Primary production | 5500 | 5500-Renewable energies | KTOE | FI | 2009 | nrg_110a | 334.1694
Primary production | 5500 | 5500-Renewable energies | KTOE | IS | 2010 | nrg_110a | 200.5687
Primary production | 5500 | 5500-Renewable energies | KTOE | RS | 2010 | nrg_110a | 86.4239
Primary production | 5500 | 5500-Renewable energies | KTOE | SI | 2013 | nrg_110a | 47.0387
Imports | 5500 | 5500-Renewable energies | KTOE | HU | 2014 | nrg_110a | 7.2599
Imports | 5500 | 5500-Renewable energies | KTOE | LV | 2011 | nrg_110a | 1.0844
Imports | 5500 | 5500-Renewable energies | KTOE | LU | 2011 | nrg_110a | 2.0139
Imports | 5500 | 5500-Renewable energies | KTOE | NL | 2013 | nrg_110a | 23.4335
Primary production | 5500 | 5500-Renewable energies | KTOE | BE | 2012 | nrg_100a | 118.2352
Primary production | 5500 | 5500-Renewable energies | KTOE | CZ | 2012 | nrg_100a | 135.9496
Primary production | 5500 | 5500-Renewable energies | KTOE | IE | 2012 | nrg_100a | 30.4297
Primary production | 5500 | 5500-Renewable energies | KTOE | IT | 2012 | nrg_100a | 883.1259
Primary production | 5500 | 5500-Renewable energies | KTOE | RS | 2009 | nrg_100a | 81.9692
Imports | 5500 | 5500-Renewable energies | KTOE | CZ | 2011 | nrg_100a | 8.0847
Imports | 5500 | 5500-Renewable energies | KTOE | DE | 2014 | nrg_100a | 46.2893
Imports | 5500 | 5500-Renewable energies | KTOE | IE | 2014 | nrg_100a | 4.5176
Imports | 5500 | 5500-Renewable energies | KTOE | HR | 2011 | nrg_100a | 0.23865
Imports | 5500 | 5500-Renewable energies | KTOE | LU | 2011 | nrg_100a | 2.0139
Imports | 5500 | 5500-Renewable energies | KTOE | LT | 2009 | nrg_100a | 3.3494
Imports | 5500 | 5500-Renewable energies | KTOE | IT | 2010 | nrg_100a | 108.8401
Imports | 5500 | 5500-Renewable energies | KTOE | NL | 2012 | nrg_100a | 31.849
Imports | 5500 | 5500-Renewable energies | KTOE | SK | 2013 | nrg_100a | 1.8966
Imports | 5500 | 5500-Renewable energies | KTOE | TR | 2013 | nrg_100a | 13.7997
Consumption in BKB / PB Plants | 5500 | 5500-Renewable energies | KTOE | DE | 2010 | nrg_100a | 0.016747
Primary production | 5500 | 5500-Renewable energies | KTOE | IT | 2011 | nrg_107a | 762.9857
Primary production | 5500 | 5500-Renewable energies | KTOE | NL | 2013 | nrg_107a | 183.1055
Imports | 5500 | 5500-Renewable energies | KTOE | BE | 2009 | nrg_107a | 22.8097
Imports | 5500 | 5500-Renewable energies | KTOE | XK | 2012 | nrg_107a | 0.14654
Primary production | 5500 | 5500-Renewable energies | KTOE | LT | 2011 | nrg_110a | 48.6548
Primary production | 5500 | 5500-Renewable energies | KTOE | LV | 2014 | nrg_110a | 99.2774
Primary production | 5500 | 5500-Renewable energies | KTOE | MT | 2009 | nrg_110a | 0.037681
Imports | 5500 | 5500-Renewable energies | KTOE | BE | 2010 | nrg_110a | 25.6944
Primary production | 5500 | 5500-Renewable energies | KTOE | MT | 2012 | nrg_100a | 0.36425
Primary production | 5500 | 5500-Renewable energies | KTOE | NO | 2012 | nrg_100a | 575.3626
Imports | 5500 | 5500-Renewable energies | KTOE | AT | 2011 | nrg_100a | 39.9965
Imports | 5500 | 5500-Renewable energies | KTOE | UA | 2012 | nrg_100a | 0.029308
Imports | 5500 | 5500-Renewable energies | KTOE | UK | 2009 | nrg_100a | 49.982
Primary production | 5500 | 5500-Renewable energies | KTOE | SK | 2013 | nrg_107a | 61.4078
Primary production | 5500 | 5500-Renewable energies | KTOE | TR | 2010 | nrg_100a | 486.7992
Imports | 5500 | 5500-Renewable energies | KTOE | NO | 2011 | nrg_107a | 7.3018
Imports | 5500 | 5500-Renewable energies | KTOE | NO | 2013 | nrg_100a | 7.0715
Primary production | 5500 | 5500-Renewable energies | KTOE | PT | 2013 | nrg_107a | 235.675
Imports | 3283 | 3283-Bitumen | KTOE | DE | 2014 | nrg_110a | 6.477
Imports | 3283 | 3283-Bitumen | KTOE | IT | 2010 | nrg_110a | 1.2477
Imports | 3283 | 3283-Bitumen | KTOE | IS | 2012 | nrg_110a | 0.27214
Imports | 3283 | 3283-Bitumen | KTOE | IE | 2010 | nrg_110a | 12.5143
Imports | 3283 | 3283-Bitumen | KTOE | NL | 2014 | nrg_110a | 7.7498
Primary production | 5546 | 5546-Biogasoline | KTOE | CZ | 2011 | nrg_110a | 1.4696
Primary production | 5546 | 5546-Biogasoline | KTOE | UK | 2010 | nrg_110a | 5.9871
Imports | 5546 | 5546-Biogasoline | KTOE | FR | 2011 | nrg_110a | 3.5085
Imports | 5546 | 5546-Biogasoline | KTOE | IE | 2011 | nrg_110a | 0.97971
Imports | 3283 | 3283-Bitumen | KTOE | FI | 2009 | nrg_102a | 4.7981
Imports | 3283 | 3283-Bitumen | KTOE | UK | 2010 | nrg_102a | 14.4319
Primary production | 5546 | 5546-Biogasoline | KTOE | IT | 2010 | nrg_107a | 3.0061
Imports | 5546 | 5546-Biogasoline | KTOE | BE | 2009 | nrg_107a | 0.087923
Imports | 3283 | 3283-Bitumen | KTOE | DK | 2009 | nrg_110a | 8.1978
Imports | 3283 | 3283-Bitumen | KTOE | BG | 2013 | nrg_110a | 3.2029
Imports | 3283 | 3283-Bitumen | KTOE | FI | 2010 | nrg_110a | 4.6013
Imports | 3283 | 3283-Bitumen | KTOE | FR | 2013 | nrg_110a | 46.5279
Imports | 3283 | 3283-Bitumen | KTOE | SI | 2014 | nrg_110a | 3.3536
Imports | 3283 | 3283-Bitumen | KTOE | XK | 2014 | nrg_110a | 1.2812
Imports | 3283 | 3283-Bitumen | KTOE | UK | 2011 | nrg_110a | 6.9417
Imports | 5546 | 5546-Biogasoline | KTOE | DK | 2010 | nrg_110a | 1.1179
Imports | 5546 | 5546-Biogasoline | KTOE | FI | 2011 | nrg_110a | 3.6048
Primary production | 5546 | 5546-Biogasoline | KTOE | SK | 2010 | nrg_110a | 2.0641
Primary production | 5546 | 5546-Biogasoline | KTOE | SK | 2014 | nrg_107a | 2.2734
Primary production | 5546 | 5546-Biogasoline | KTOE | TR | 2012 | nrg_110a | 0.2219
Imports | 3283 | 3283-Bitumen | KTOE | RS | 2014 | nrg_102a | 0.68245
Imports | 5546 | 5546-Biogasoline | KTOE | PT | 2012 | nrg_107a | 0.054428
Imports | 5546 | 5546-Biogasoline | KTOE | RO | 2010 | nrg_107a | 0.47311
Imports | 3283 | 3283-Bitumen | KTOE | CZ | 2013 | nrg_110a | 10.9317
Imports | 3283 | 3283-Bitumen | KTOE | CY | 2009 | nrg_110a | 2.4535
Imports | 3283 | 3283-Bitumen | KTOE | RO | 2013 | nrg_110a | 15.6461
Imports | 5546 | 5546-Biogasoline | KTOE | PL | 2011 | nrg_110a | 3.2071
Imports | 5546 | 5546-Biogasoline | KTOE | PT | 2012 | nrg_110a | 0.054428
Imports | 3283 | 3283-Bitumen | KTOE | EL | 2013 | nrg_102a | 0.54428
Imports | 3283 | 3283-Bitumen | KTOE | MK | 2009 | nrg_102a | 1.0844
Primary production | 5546 | 5546-Biogasoline | KTOE | UK | 2011 | nrg_107a | 0.62802
Imports | 3283 | 3283-Bitumen | KTOE | MT | 2012 | nrg_110a | 0.27214
Primary production | 5546 | 5546-Biogasoline | KTOE | LV | 2009 | nrg_110a | 0.36425
Imports | 5546 | 5546-Biogasoline | KTOE | ES | 2010 | nrg_110a | 2.3488
Imports | 3283 | 3283-Bitumen | KTOE | IS | 2009 | nrg_102a | 0.5066
Imports | 3283 | 3283-Bitumen | KTOE | HU | 2011 | nrg_102a | 1.5449
Imports | 3283 | 3283-Bitumen | KTOE | HR | 2014 | nrg_102a | 3.7179
Imports | 3283 | 3283-Bitumen | KTOE | LV | 2012 | nrg_102a | 3.0564
Imports | 3283 | 3283-Bitumen | KTOE | MD | 2012 | nrg_102a | 2.7298
Imports | 3283 | 3283-Bitumen | KTOE | NL | 2013 | nrg_102a | 13.2387
Primary production | 5546 | 5546-Biogasoline | KTOE | CZ | 2011 | nrg_107a | 1.4696
Imports | 5546 | 5546-Biogasoline | KTOE | CZ | 2010 | nrg_107a | 1.0718
Imports | 5546 | 5546-Biogasoline | KTOE | HU | 2011 | nrg_107a | 1.8966
Imports | 5546 | 5546-Biogasoline | KTOE | LU | 2011 | nrg_107a | 0.26796
Imports | 5546 | 5546-Biogasoline | KTOE | LV | 2012 | nrg_107a | 0.44799
Imports | 3283 | 3283-Bitumen | KTOE | DE | 2010 | nrg_110a | 10.2995
Imports | 3283 | 3283-Bitumen | KTOE | HR | 2011 | nrg_110a | 3.3829
Imports | 3283 | 3283-Bitumen | KTOE | MD | 2013 | nrg_110a | 1.4444
Imports | 3283 | 3283-Bitumen | KTOE | NL | 2010 | nrg_110a | 15.6712
Primary production | 5546 | 5546-Biogasoline | KTOE | SE | 2014 | nrg_110a | 3.7095
Imports | 5546 | 5546-Biogasoline | KTOE | IT | 2011 | nrg_110a | 2.0976
Imports | 5546 | 5546-Biogasoline | KTOE | LT | 2014 | nrg_110a | 0.029308
Imports | 5546 | 5546-Biogasoline | KTOE | HU | 2013 | nrg_110a | 1.0718
Imports | 5546 | 5546-Biogasoline | KTOE | LU | 2014 | nrg_110a | 0.13398
Imports | 3283 | 3283-Bitumen | KTOE | UA | 2011 | nrg_102a | 8.3862
Imports | 3283 | 3283-Bitumen | KTOE | XK | 2013 | nrg_102a | 1.6203
Primary production | 5546 | 5546-Biogasoline | KTOE | LT | 2013 | nrg_107a | 0.61127
Imports | 5546 | 5546-Biogasoline | KTOE | AT | 2012 | nrg_107a | 1.3147
Imports | 5546 | 5546-Biogasoline | KTOE | FR | 2011 | nrg_107a | 3.5085
Imports | 3283 | 3283-Bitumen | KTOE | BE | 2014 | nrg_110a | 2.3027
Imports | 3283 | 3283-Bitumen | KTOE | BG | 2009 | nrg_110a | 0.18841
Imports | 3283 | 3283-Bitumen | KTOE | FR | 2009 | nrg_110a | 38.3762
Imports | 3283 | 3283-Bitumen | KTOE | SI | 2010 | nrg_110a | 3.9398
Imports | 3283 | 3283-Bitumen | KTOE | XK | 2010 | nrg_110a | 0.041868
Imports | 5546 | 5546-Biogasoline | KTOE | SI | 2011 | nrg_110a | 0.21353
Imports | 5546 | 5546-Biogasoline | KTOE | UK | 2014 | nrg_110a | 11.9784
Imports | 3283 | 3283-Bitumen | KTOE | AL | 2009 | nrg_102a | 2.9643
Imports | 3283 | 3283-Bitumen | KTOE | NO | 2010 | nrg_102a | 13.1047
Imports | 5546 | 5546-Biogasoline | KTOE | PL | 2011 | nrg_107a | 3.2071
Imports | 2230 | 2230-BKB (brown coal briquettes) | KTOE | AT | 2011 | nrg_101a | 0.40193
Consumption in Coal Mines | 2230 | 2230-BKB (brown coal briquettes) | KTOE | BG | 2011 | nrg_101a | 0.020934
Imports | 2310 | 2310-Peat | KTOE | UA | 2013 | nrg_101a | 0.23865
Imports | 3281 | 3281-White Spirit and SBP | KTOE | AT | 2009 | nrg_102a | 0.57359
Imports | 3282 | 3282-Lubricants | KTOE | BE | 2014 | nrg_102a | 28.0139
Imports | 3282 | 3282-Lubricants | KTOE | SI | 2009 | nrg_102a | 0.79968
Imports | 3281 | 3281-White Spirit and SBP | KTOE | SI | 2009 | nrg_102a | 0.17166
Primary production | 5532 | 5532-Solar thermal | KTOE | IT | 2011 | nrg_107a | 5.8783
Imports | 2230 | 2230-BKB (brown coal briquettes) | KTOE | DK | 2011 | nrg_110a | 0.020934
Transformation output from BKB / PB Plants | 2230 | 2230-BKB (brown coal briquettes) | KTOE | CZ | 2009 | nrg_110a | 3.3997
Imports | 3281 | 3281-White Spirit and SBP | KTOE | FI | 2012 | nrg_110a | 0.087923
Imports | 3281 | 3281-White Spirit and SBP | KTOE | SI | 2009 | nrg_110a | 0.17166
Imports | 3282 | 3282-Lubricants | KTOE | BE | 2013 | nrg_110a | 23.982
Imports | 3282 | 3282-Lubricants | KTOE | DK | 2010 | nrg_110a | 2.3027
Imports | 3282 | 3282-Lubricants | KTOE | SK | 2014 | nrg_110a | 2.4744
Primary production | 5532 | 5532-Solar thermal | KTOE | NL | 2013 | nrg_110a | 1.1053
Imports | 3282 | 3282-Lubricants | KTOE | AL | 2011 | nrg_102a | 0.33494
Imports | 3282 | 3282-Lubricants | KTOE | AT | 2009 | nrg_102a | 2.1729
Imports | 3282 | 3282-Lubricants | KTOE | NO | 2009 | nrg_110a | 2.1436
Primary production | 2310 | 2310-Peat | KTOE | RO | 2009 | nrg_101a | 0.079549
Imports | 2310 | 2310-Peat | KTOE | SE | 2011 | nrg_101a | 4.6599
Imports | 3282 | 3282-Lubricants | KTOE | CY | 2011 | nrg_102a | 0.40193
Imports | 3282 | 3282-Lubricants | KTOE | CZ | 2014 | nrg_102a | 5.5056
Imports | 3282 | 3282-Lubricants | KTOE | RS | 2011 | nrg_102a | 2.1311
Imports | 2310 | 2310-Peat | KTOE | RO | 2011 | nrg_110a | 0.35169
Imports | 3281 | 3281-White Spirit and SBP | KTOE | RS | 2014 | nrg_110a | 0.36006
Imports | 3281 | 3281-White Spirit and SBP | KTOE | RO | 2012 | nrg_110a | 0.21771
Imports | 3282 | 3282-Lubricants | KTOE | CZ | 2013 | nrg_110a | 5.2251
Imports | 3282 | 3282-Lubricants | KTOE | PT | 2009 | nrg_110a | 2.2692
Primary production | 5532 | 5532-Solar thermal | KTOE | PT | 2009 | nrg_110a | 1.4612
Primary production | 5532 | 5532-Solar thermal | KTOE | RO | 2009 | nrg_110a | 0.0041868
Imports | 3282 | 3282-Lubricants | KTOE | EE | 2012 | nrg_102a | 0.1256
Imports | 3282 | 3282-Lubricants | KTOE | MT | 2009 | nrg_102a | 0.20934
Imports | 3282 | 3282-Lubricants | KTOE | NL | 2010 | nrg_102a | 42.1862
Imports | 3281 | 3281-White Spirit and SBP | KTOE | ES | 2012 | nrg_102a | 1.3942
Imports | 3281 | 3281-White Spirit and SBP | KTOE | RO | 2014 | nrg_102a | 0.17585
Primary production | 5532 | 5532-Solar thermal | KTOE | XK | 2009 | nrg_107a | 0.0083736
Primary production | 5532 | 5532-Solar thermal | KTOE | UK | 2014 | nrg_107a | 2.1813
Primary production | 5532 | 5532-Solar thermal | KTOE | AT | 2010 | nrg_107a | 6.6947
Primary production | 2310 | 2310-Peat | KTOE | AT | 2012 | nrg_110a | 0.0083736
Imports | 3281 | 3281-White Spirit and SBP | KTOE | ES | 2010 | nrg_110a | 1.4821
Imports | 3282 | 3282-Lubricants | KTOE | ME | 2010 | nrg_110a | 0.079549
Primary production | 5532 | 5532-Solar thermal | KTOE | UK | 2013 | nrg_110a | 2.0976
Imports | 2230 | 2230-BKB (brown coal briquettes) | KTOE | DE | 2014 | nrg_101a | 1.5617
Imports | 2230 | 2230-BKB (brown coal briquettes) | KTOE | IE | 2013 | nrg_101a | 0.9211
Imports | 2230 | 2230-BKB (brown coal briquettes) | KTOE | LU | 2012 | nrg_101a | 0.18003
Primary production | 2310 | 2310-Peat | KTOE | EE | 2012 | nrg_101a | 1.658
Primary production | 2310 | 2310-Peat | KTOE | FI | 2009 | nrg_101a | 91.8375
Primary production | 2310 | 2310-Peat | KTOE | IE | 2012 | nrg_101a | 13.2052
Imports | 3282 | 3282-Lubricants | KTOE | HR | 2014 | nrg_102a | 0.90435
Imports | 3282 | 3282-Lubricants | KTOE | LV | 2013 | nrg_102a | 1.8422
Imports | 3282 | 3282-Lubricants | KTOE | LU | 2012 | nrg_102a | 0.40193
Imports | 3282 | 3282-Lubricants | KTOE | TR | 2011 | nrg_102a | 49.601
Imports | 3281 | 3281-White Spirit and SBP | KTOE | LV | 2010 | nrg_102a | 0.041868
Imports | 3281 | 3281-White Spirit and SBP | KTOE | MD | 2010 | nrg_102a | 0.041868
Primary production | 5532 | 5532-Solar thermal | KTOE | IE | 2013 | nrg_107a | 0.47311
Primary production | 5532 | 5532-Solar thermal | KTOE | HU | 2011 | nrg_107a | 0.24702
Primary production | 5532 | 5532-Solar thermal | KTOE | CZ | 2012 | nrg_107a | 0.56103
Primary production | 5532 | 5532-Solar thermal | KTOE | ES | 2010 | nrg_107a | 20.1971
Primary production | 5532 | 5532-Solar thermal | KTOE | FI | 2013 | nrg_107a | 0.050242
Imports | 2230 | 2230-BKB (brown coal briquettes) | KTOE | HU | 2009 | nrg_110a | 0.33913
Imports | 2230 | 2230-BKB (brown coal briquettes) | KTOE | NL | 2009 | nrg_110a | 1.5617
Imports | 2230 | 2230-BKB (brown coal briquettes) | KTOE | SK | 2010 | nrg_110a | 0.67826
Consumption in BKB / PB Plants | 2230 | 2230-BKB (brown coal briquettes) | KTOE | CZ | 2010 | nrg_110a | 0.13816
Primary production | 2310 | 2310-Peat | KTOE | EE | 2010 | nrg_110a | 3.6802
Primary production | 2310 | 2310-Peat | KTOE | FI | 2011 | nrg_110a | 70.669
Consumption in BKB / PB Plants | 2310 | 2310-Peat | KTOE | UA | 2013 | nrg_110a | 0.16329
Imports | 3281 | 3281-White Spirit and SBP | KTOE | IS | 2012 | nrg_110a | 0.041868
Imports | 3281 | 3281-White Spirit and SBP | KTOE | IE | 2010 | nrg_110a | 0.087923
Imports | 4100 | 4100-Natural gas | KTOE | HR | 2014 | nrg_110a | 39.1884
Imports | 4100 | 4100-Natural gas | KTOE | LV | 2014 | nrg_110a | 32.6612
Transformation input in Gas Works | 4100 | 4100-Natural gas | KTOE | HR | 2009 | nrg_110a | 0.1256
Consumption in Oil and gas extraction | 4100 | 4100-Natural gas | KTOE | NL | 2009 | nrg_110a | 25.4432
Consumption in Oil and gas extraction | 4100 | 4100-Natural gas | KTOE | RO | 2014 | nrg_110a | 15.1646
Consumption in Coal Mines | 4100 | 4100-Natural gas | KTOE | RO | 2009 | nrg_110a | 0.071176
Consumption in Coal Mines | 4100 | 4100-Natural gas | KTOE | SK | 2011 | nrg_110a | 0.0041868
Consumption in Coal Mines | 4100 | 4100-Natural gas | KTOE | UK | 2011 | nrg_110a | 0.72432
Consumption in Pipeline transport | 4100 | 4100-Natural gas | KTOE | AT | 2013 | nrg_110a | 10.9569
Primary production | 5100 | 5100-Nuclear heat | KTOE | ES | 2011 | nrg_110a | 623.3559
Primary production | 5100 | 5100-Nuclear heat | KTOE | SE | 2013 | nrg_110a | 717.7348
Consumption in Coke Ovens | 4100 | 4100-Natural gas | KTOE | UK | 2014 | nrg_110a | 1.0928
Consumption in Pipeline transport | 4100 | 4100-Natural gas | KTOE | CZ | 2009 | nrg_110a | 2.7424
Consumption in Pipeline transport | 4100 | 4100-Natural gas | KTOE | FI | 2013 | nrg_110a | 0.24283
Primary production | 5100 | 5100-Nuclear heat | KTOE | HU | 2009 | nrg_110a | 167.1077
Primary production | 5100 | 5100-Nuclear heat | KTOE | UK | 2012 | nrg_110a | 760.3731
Primary production | 7200 | 7200-Waste (non-renewable) | KTOE | UK | 2013 | nrg_110a | 30.9153
Primary production | 4000 | 4000-Gas | KTOE | HU | 2011 | nrg_100a | 88.5634
Primary production | 4000 | 4000-Gas | KTOE | UK | 2009 | nrg_100a | 2250.3045
Primary production | 7200 | 7200-Waste (non-renewable) | KTOE | BE | 2013 | nrg_100a | 30.1533
Primary production | 7200 | 7200-Waste (non-renewable) | KTOE | FR | 2013 | nrg_100a | 51.64
Primary production | 7200 | 7200-Waste (non-renewable) | KTOE | HU | 2013 | nrg_100a | 3.3746
Primary production | 7200 | 7200-Waste (non-renewable) | KTOE | UK | 2010 | nrg_100a | 16.4164
Imports | 7200 | 7200-Waste (non-renewable) | KTOE | NL | 2013 | nrg_100a | 7.1092
Transformation output from Coke Ovens | 4000 | 4000-Gas | KTOE | HU | 2010 | nrg_100a | 8.2982
Transformation output from Coke Ovens | 4000 | 4000-Gas | KTOE | FR | 2014 | nrg_100a | 22.01
Imports | 4000 | 4000-Gas | KTOE | ES | 2009 | nrg_100a | 1330.2971
Consumption in Coal Mines | 4000 | 4000-Gas | KTOE | RO | 2014 | nrg_100a | 0.0083736
Consumption in Coke Ovens | 4000 | 4000-Gas | KTOE | FR | 2013 | nrg_100a | 14.0174
Consumption in Pipeline transport | 4000 | 4000-Gas | KTOE | FR | 2009 | nrg_100a | 0.016747
Consumption in Pipeline transport | 4000 | 4000-Gas | KTOE | LT | 2014 | nrg_100a | 1.0467
Primary production | 5100 | 5100-Nuclear heat | KTOE | UK | 2013 | nrg_100a | 762.5544
Imports | 2210 | 2210-Lignite/Brown Coal | KTOE | FR | 2010 | nrg_101a | 0.88341
Imports | 2210 | 2210-Lignite/Brown Coal | KTOE | LT | 2013 | nrg_101a | 0.01256
Imports | 2210 | 2210-Lignite/Brown Coal | KTOE | NL | 2009 | nrg_101a | 0.79968
Primary production | 2210 | 2210-Lignite/Brown Coal | KTOE | BG | 2009 | nrg_101a | 190.2524
Primary production | 2210 | 2210-Lignite/Brown Coal | KTOE | CZ | 2014 | nrg_101a | 470.9899
Primary production | 2210 | 2210-Lignite/Brown Coal | KTOE | DE | 2010 | nrg_101a | 1534.793
Primary production | 2210 | 2210-Lignite/Brown Coal | KTOE | RO | 2013 | nrg_101a | 193.9368
Primary production | 2210 | 2210-Lignite/Brown Coal | KTOE | RS | 2010 | nrg_101a | 302.668
Imports | 2210 | 2210-Lignite/Brown Coal | KTOE | CZ | 2009 | nrg_101a | 1.5114
Primary production | 3105 | 3105-Crude oil (without NGL) | KTOE | CZ | 2013 | nrg_102a | 6.5649
Primary production | 3105 | 3105-Crude oil (without NGL) | KTOE | DK | 2012 | nrg_102a | 417.7254
Primary production | 3105 | 3105-Crude oil (without NGL) | KTOE | DE | 2014 | nrg_102a | 101.2075
Primary production | 3105 | 3105-Crude oil (without NGL) | KTOE | IT | 2014 | nrg_102a | 246.1252
Imports | 3105 | 3105-Crude oil (without NGL) | KTOE | IT | 2010 | nrg_102a | 3332.1443
Imports | 3105 | 3105-Crude oil (without NGL) | KTOE | TR | 2010 | nrg_102a | 719.0955
Imports | 3270A | 3270A-Total fuel oil | KTOE | LU | 2010 | nrg_102a | 0.1591
Imports | 3270A | 3270A-Total fuel oil | KTOE | LV | 2009 | nrg_102a | 9.7594
Imports | 3270A | 3270A-Total fuel oil | KTOE | SK | 2013 | nrg_102a | 7.239
Imports | 3270A | 3270A-Total fuel oil | KTOE | HR | 2009 | nrg_102a | 3.0019
Imports | 3270A | 3270A-Total fuel oil | KTOE | IS | 2009 | nrg_102a | 3.8393
Imports | 3270A | 3270A-Total fuel oil | KTOE | IE | 2013 | nrg_102a | 7.4818
Imports | 3270A | 3270A-Total fuel oil | KTOE | HU | 2009 | nrg_102a | 1.2812
Transformation input in Coke Ovens | 4000 | 4000-Gas | KTOE | UK | 2014 | nrg_103a | 0.45217
Transformation output from Coke Ovens | 4000 | 4000-Gas | KTOE | PL | 2011 | nrg_103a | 69.4423
Transformation output from Coke Ovens | 4000 | 4000-Gas | KTOE | SE | 2009 | nrg_103a | 6.6905
Transformation output from Coke Ovens | 4000 | 4000-Gas | KTOE | TR | 2010 | nrg_103a | 25.1082
Consumption in Oil and gas extraction | 4000 | 4000-Gas | KTOE | LT | 2013 | nrg_103a | 0.0041868
Consumption in Oil and gas extraction | 4000 | 4000-Gas | KTOE | NO | 2011 | nrg_103a | 147.8861
Consumption in Coal Mines | 4000 | 4000-Gas | KTOE | PL | 2012 | nrg_103a | 0.82899
Consumption in Coke Ovens | 4000 | 4000-Gas | KTOE | CZ | 2013 | nrg_103a | 9.5082
Consumption in Coke Ovens | 4000 | 4000-Gas | KTOE | BE | 2013 | nrg_103a | 5.2126
Primary production | 4100 | 4100-Natural gas | KTOE | BG | 2013 | nrg_103a | 9.7929
Imports | 3200 | 3200-All petroleum products | KTOE | CZ | 2012 | nrg_102a | 124.6285
Imports | 3200 | 3200-All petroleum products | KTOE | HU | 2013 | nrg_102a | 81.5128
Imports | 3200 | 3200-All petroleum products | KTOE | IS | 2013 | nrg_102a | 29.5881
Imports | 3200 | 3200-All petroleum products | KTOE | MT | 2010 | nrg_102a | 99.5454
Imports | 3200 | 3200-All petroleum products | KTOE | MD | 2014 | nrg_102a | 33.8377
Imports | 3200 | 3200-All petroleum products | KTOE | TR | 2012 | nrg_102a | 870.5571
Consumption in Oil and gas extraction | 3200 | 3200-All petroleum products | KTOE | NL | 2011 | nrg_102a | 0.17166
Consumption in Oil and gas extraction | 3200 | 3200-All petroleum products | KTOE | PT | 2010 | nrg_102a | 0.46055
Consumption in Coke Ovens | 4210 | 4210-Coke Oven Gas | KTOE | CZ | 2011 | nrg_103a | 7.2097
Consumption in Coke Ovens | 4210 | 4210-Coke Oven Gas | KTOE | PL | 2011 | nrg_103a | 41.0055
Primary production | 5510 | 5510-Hydro power | KTOE | DE | 2012 | nrg_107a | 78.3183
Primary production | 5510 | 5510-Hydro power | KTOE | DK | 2011 | nrg_107a | 0.062802
Primary production | 5510 | 5510-Hydro power | KTOE | ES | 2013 | nrg_107a | 132.7132
Primary production | 5510 | 5510-Hydro power | KTOE | RS | 2010 | nrg_107a | 42.8058
Primary production | 5510 | 5510-Hydro power | KTOE | SE | 2009 | nrg_107a | 237.0692
Primary production | 5510 | 5510-Hydro power | KTOE | UK | 2013 | nrg_107a | 16.9272
Primary production | 5510 | 5510-Hydro power | KTOE | XK | 2009 | nrg_107a | 0.43124
Primary production | 5550 | 5550-Geothermal Energy | KTOE | BG | 2013 | nrg_107a | 1.3984
Primary production | 5550 | 5550-Geothermal Energy | KTOE | CY | 2012 | nrg_107a | 0.062802
Primary production | 5550 | 5550-Geothermal Energy | KTOE | EL | 2011 | nrg_107a | 0.6657
Primary production | 5550 | 5550-Geothermal Energy | KTOE | ES | 2009 | nrg_107a | 0.57359
Imports | 2330 | 2330-Peat products | KTOE | LT | 2010 | nrg_110a | 1.0383
Consumption in Coke Ovens | 4210 | 4210-Coke Oven Gas | KTOE | SE | 2011 | nrg_110a | 4.8148
Primary production | 5510 | 5510-Hydro power | KTOE | BE | 2014 | nrg_110a | 0.98808
Primary production | 5510 | 5510-Hydro power | KTOE | DK | 2014 | nrg_110a | 0.054428
Primary production | 5510 | 5510-Hydro power | KTOE | EE | 2011 | nrg_110a | 0.10886
Primary production | 5510 | 5510-Hydro power | KTOE | HU | 2011 | nrg_110a | 0.79968
Primary production | 5510 | 5510-Hydro power | KTOE | UK | 2009 | nrg_110a | 18.828
Primary production | 5510 | 5510-Hydro power | KTOE | XK | 2013 | nrg_110a | 0.51498
Primary production | 5550 | 5550-Geothermal Energy | KTOE | DE | 2014 | nrg_110a | 7.6283
Primary production | 5550 | 5550-Geothermal Energy | KTOE | DK | 2013 | nrg_110a | 0.23027
Primary production | 5550 | 5550-Geothermal Energy | KTOE | IT | 2010 | nrg_110a | 199.9532
Primary production | 5550 | 5550-Geothermal Energy | KTOE | RS | 2012 | nrg_110a | 0.25958
Primary production | 5550 | 5550-Geothermal Energy | KTOE | UK | 2013 | nrg_110a | 0.033494
Imports | 3200 | 3200-All petroleum products | KTOE | BE | 2009 | nrg_102a | 861.7146
Imports | 3200 | 3200-All petroleum products | KTOE | SI | 2009 | nrg_102a | 129.929
Imports | 3200 | 3200-All petroleum products | KTOE | XK | 2009 | nrg_102a | 24.5179
Imports | 3200 | 3200-All petroleum products | KTOE | UK | 2013 | nrg_102a | 1250.8023
Consumption in Coal Mines | 3200 | 3200-All petroleum products | KTOE | DE | 2010 | nrg_102a | 0.38519
Consumption in Coal Mines | 3200 | 3200-All petroleum products | KTOE | MK | 2012 | nrg_102a | 0.087923
Consumption in Coke Ovens | 3200 | 3200-All petroleum products | KTOE | UA | 2012 | nrg_102a | 0.381
Consumption in Oil and gas extraction | 3200 | 3200-All petroleum products | KTOE | DE | 2014 | nrg_102a | 0.041868
Transformation output from Coke Ovens | 4210 | 4210-Coke Oven Gas | KTOE | AT | 2009 | nrg_103a | 9.01
Transformation output from Coke Ovens | 4210 | 4210-Coke Oven Gas | KTOE | DE | 2011 | nrg_103a | 59.8964
Consumption in Coke Ovens | 4210 | 4210-Coke Oven Gas | KTOE | UA | 2010 | nrg_103a | 54.9559
Primary production | 5510 | 5510-Hydro power | KTOE | LV | 2012 | nrg_107a | 13.3433
Primary production | 5510 | 5510-Hydro power | KTOE | NO | 2014 | nrg_107a | 489.2192
Primary production | 5550 | 5550-Geothermal Energy | KTOE | IT | 2011 | nrg_107a | 209.9722
Transformation output from BKB / PB Plants | 2330 | 2330-Peat products | KTOE | FI | 2009 | nrg_110a | 0.84155
Consumption in Coke Ovens | 4210 | 4210-Coke Oven Gas | KTOE | ES | 2011 | nrg_110a | 6.8622
Consumption in Coke Ovens | 4210 | 4210-Coke Oven Gas | KTOE | TR | 2009 | nrg_110a | 7.0631
Consumption in Coke Ovens | 4210 | 4210-Coke Oven Gas | KTOE | SK | 2009 | nrg_110a | 1.6622
Transformation output from Coke Ovens | 4210 | 4210-Coke Oven Gas | KTOE | AT | 2011 | nrg_110a | 9.5375
Transformation output from Coke Ovens | 4210 | 4210-Coke Oven Gas | KTOE | DE | 2013 | nrg_110a | 61.7218
Primary production | 5510 | 5510-Hydro power | KTOE | LT | 2012 | nrg_110a | 1.524
Primary production | 5510 | 5510-Hydro power | KTOE | IT | 2013 | nrg_110a | 189.9844
Primary production | 5510 | 5510-Hydro power | KTOE | LU | 2014 | nrg_110a | 0.38937
Primary production | 5550 | 5550-Geothermal Energy | KTOE | LT | 2011 | nrg_110a | 0.13398
Primary production | 5550 | 5550-Geothermal Energy | KTOE | SI | 2013 | nrg_110a | 1.3272
Primary production | 5510 | 5510-Hydro power | KTOE | SI | 2011 | nrg_107a | 12.8242
Primary production | 5550 | 5550-Geothermal Energy | KTOE | SK | 2013 | nrg_110a | 0.27214
Primary production | 5510 | 5510-Hydro power | KTOE | SK | 2011 | nrg_107a | 13.5987
Primary production | 5550 | 5550-Geothermal Energy | KTOE | TR | 2014 | nrg_110a | 147.5261
Imports | 5545 | 5545-Liquid biofuels | KTOE | BG | 2011 | nrg_107a | 0.52335
Imports | 5545 | 5545-Liquid biofuels | KTOE | CY | 2009 | nrg_107a | 0.36844
Imports | 5545 | 5545-Liquid biofuels | KTOE | SE | 2014 | nrg_107a | 27.1179
Primary production | 5545 | 5545-Liquid biofuels | KTOE | LV | 2009 | nrg_107a | 2.0348
Primary production | 5545 | 5545-Liquid biofuels | KTOE | PT | 2010 | nrg_107a | 11.8905
Primary production | 5545 | 5545-Liquid biofuels | KTOE | PL | 2013 | nrg_107a | 29.316
Consumption in Gas Works | 2130 | 2130-Coal Tar | KTOE | CZ | 2009 | nrg_110a | 1.9971
Imports | 3244 | 3244-Other kerosene | KTOE | CY | 2012 | nrg_110a | 0.5694
Primary production | 5534 | 5534-Solar photovoltaic | KTOE | PT | 2010 | nrg_110a | 0.762
Transformation output from Coke Ovens | 2130 | 2130-Coal Tar | KTOE | FR | 2014 | nrg_101a | 5.581
Transformation output from Coke Ovens | 2130 | 2130-Coal Tar | KTOE | HU | 2010 | nrg_101a | 2.4116
Primary production | 2200 | 2200-Lignite and Derivatives | KTOE | AL | 2011 | nrg_101a | 0.050242
Primary production | 2200 | 2200-Lignite and Derivatives | KTOE | XK | 2013 | nrg_101a | 64.125
Transformation input in BKB / PB Plants | 2200 | 2200-Lignite and Derivatives | KTOE | CZ | 2010 | nrg_101a | 3.6383
Primary production | 5535 | 5535-Tide, Wave and Ocean | KTOE | UK | 2012 | nrg_107a | 0.01256
Imports | 5545 | 5545-Liquid biofuels | KTOE | PT | 2013 | nrg_107a | 0.3182
Primary production | 5545 | 5545-Liquid biofuels | KTOE | AT | 2011 | nrg_107a | 11.2541
Primary production | 5545 | 5545-Liquid biofuels | KTOE | UA | 2013 | nrg_107a | 1.8841
Imports | 2130 | 2130-Coal Tar | KTOE | NL | 2011 | nrg_110a | 0.90435
Transformation output from Coke Ovens | 2130 | 2130-Coal Tar | KTOE | ES | 2012 | nrg_110a | 2.5246
Imports | 3244 | 3244-Other kerosene | KTOE | NL | 2014 | nrg_110a | 8.1475
Primary production | 5534 | 5534-Solar photovoltaic | KTOE | UA | 2012 | nrg_110a | 1.2016
Primary production | 5535 | 5535-Tide, Wave and Ocean | KTOE | FR | 2009 | nrg_110a | 1.6119
Primary production | 55431 | 55431-Municipal waste (renewable) | KTOE | AT | 2013 | nrg_110a | 6.3681
Primary production | 55431 | 55431-Municipal waste (renewable) | KTOE | UK | 2009 | nrg_110a | 22.6673
Transformation output from Coke Ovens | 2130 | 2130-Coal Tar | KTOE | SK | 2011 | nrg_101a | 2.2609
Primary production | 2200 | 2200-Lignite and Derivatives | KTOE | CZ | 2011 | nrg_101a | 574.2657
Primary production | 2200 | 2200-Lignite and Derivatives | KTOE | DE | 2012 | nrg_101a | 1675.9342
Primary production | 2200 | 2200-Lignite and Derivatives | KTOE | FI | 2012 | nrg_101a | 41.5414
Primary production | 2200 | 2200-Lignite and Derivatives | KTOE | SE | 2011 | nrg_101a | 9.1984
Imports | 2200 | 2200-Lignite and Derivatives | KTOE | DE | 2010 | nrg_101a | 2.0808
Imports | 2200 | 2200-Lignite and Derivatives | KTOE | HU | 2014 | nrg_101a | 0.079549
Imports | 2200 | 2200-Lignite and Derivatives | KTOE | FR | 2010 | nrg_101a | 0.88341
Imports | 2200 | 2200-Lignite and Derivatives | KTOE | IT | 2014 | nrg_101a | 0.033494
Imports | 2200 | 2200-Lignite and Derivatives | KTOE | NL | 2014 | nrg_101a | 1.3188
Transformation output from BKB / PB Plants | 2200 | 2200-Lignite and Derivatives | KTOE | LT | 2014 | nrg_101a | 0.12142
Transformation output from BKB / PB Plants | 2200 | 2200-Lignite and Derivatives | KTOE | UA | 2010 | nrg_101a | 4.8986
Imports | 3244 | 3244-Other kerosene | KTOE | CZ | 2011 | nrg_102a | 0.12979
Imports | 3244 | 3244-Other kerosene | KTOE | IE | 2010 | nrg_102a | 31.9076
Primary production | 5534 | 5534-Solar photovoltaic | KTOE | DE | 2014 | nrg_107a | 129.8034
Primary production | 5534 | 5534-Solar photovoltaic | KTOE | CZ | 2013 | nrg_107a | 7.3185
Primary production | 5534 | 5534-Solar photovoltaic | KTOE | CY | 2012 | nrg_107a | 0.079549
Primary production | 5534 | 5534-Solar photovoltaic | KTOE | ES | 2011 | nrg_107a | 26.7871
Primary production | 5534 | 5534-Solar photovoltaic | KTOE | FI | 2014 | nrg_107a | 0.029308
Primary production | 5534 | 5534-Solar photovoltaic | KTOE | SE | 2013 | nrg_107a | 0.1256
Primary production | 55431 | 55431-Municipal waste (renewable) | KTOE | ES | 2013 | nrg_107a | 8.361
Imports | 5545 | 5545-Liquid biofuels | KTOE | FR | 2012 | nrg_107a | 17.6181
Imports | 5545 | 5545-Liquid biofuels | KTOE | LU | 2009 | nrg_107a | 1.7668
Imports | 5545 | 5545-Liquid biofuels | KTOE | SK | 2010 | nrg_107a | 1.6496
Primary production | 5545 | 5545-Liquid biofuels | KTOE | CZ | 2014 | nrg_107a | 10.9275
Primary production | 5545 | 5545-Liquid biofuels | KTOE | CY | 2012 | nrg_107a | 0.24283
Primary production | 5545 | 5545-Liquid biofuels | KTOE | BG | 2009 | nrg_107a | 0.46055
Primary production | 5545 | 5545-Liquid biofuels | KTOE | DK | 2012 | nrg_107a | 0.92947
Primary production | 5545 | 5545-Liquid biofuels | KTOE | DE | 2010 | nrg_107a | 146.6343
Primary production | 5545 | 5545-Liquid biofuels | KTOE | RO | 2010 | nrg_107a | 1.9343
Transformation output from Coke Ovens | 2130 | 2130-Coal Tar | KTOE | PL | 2013 | nrg_110a | 14.8548
Imports | 3244 | 3244-Other kerosene | KTOE | LV | 2011 | nrg_110a | 0.25958
Primary production | 5534 | 5534-Solar photovoltaic | KTOE | DE | 2012 | nrg_110a | 94.9692
Primary production | 5534 | 5534-Solar photovoltaic | KTOE | DK | 2011 | nrg_110a | 0.054428
Primary production | 5534 | 5534-Solar photovoltaic | KTOE | ES | 2013 | nrg_110a | 29.9775
Primary production | 5534 | 5534-Solar photovoltaic | KTOE | SE | 2009 | nrg_110a | 0.025121
Primary production | 55431 | 55431-Municipal waste (renewable) | KTOE | BE | 2014 | nrg_110a | 14.5952
Primary production | 55431 | 55431-Municipal waste (renewable) | KTOE | DK | 2014 | nrg_110a | 20.4735
Primary production | 5500 | 5500-Renewable energies | KTOE | PT | 2013 | nrg_110a | 235.675
Imports | 5500 | 5500-Renewable energies | KTOE | CY | 2009 | nrg_110a | 0.97134
Imports | 5500 | 5500-Renewable energies | KTOE | RS | 2014 | nrg_110a | 0.27214
Imports | 5500 | 5500-Renewable energies | KTOE | PT | 2012 | nrg_110a | 2.7256
Imports | 5500 | 5500-Renewable energies | KTOE | BG | 2014 | nrg_100a | 2.5791
Consumption in BKB / PB Plants | 5500 | 5500-Renewable energies | KTOE | LT | 2013 | nrg_100a | 0.0041868
Primary production | 5500 | 5500-Renewable energies | KTOE | HR | 2014 | nrg_107a | 95.9656
Primary production | 5500 | 5500-Renewable energies | KTOE | FR | 2013 | nrg_107a | 947.3975
Primary production | 5500 | 5500-Renewable energies | KTOE | LV | 2012 | nrg_107a | 97.6111
Primary production | 5500 | 5500-Renewable energies | KTOE | MK | 2010 | nrg_107a | 17.6557
Primary production | 5500 | 5500-Renewable energies | KTOE | XK | 2012 | nrg_107a | 10.5926
Imports | 5500 | 5500-Renewable energies | KTOE | EE | 2013 | nrg_107a | 0.49404
Primary production | 5500 | 5500-Renewable energies | KTOE | BE | 2014 | nrg_110a | 119.6211
Primary production | 5500 | 5500-Renewable energies | KTOE | FR | 2014 | nrg_110a | 879.3159
Primary production | 5500 | 5500-Renewable energies | KTOE | HU | 2014 | nrg_110a | 85.7499
Primary production | 5500 | 5500-Renewable energies | KTOE | XK | 2011 | nrg_110a | 10.4586
Primary production | 5500 | 5500-Renewable energies | KTOE | UK | 2011 | nrg_110a | 275.3533
Imports | 5500 | 5500-Renewable energies | KTOE | ME | 2010 | nrg_110a | 0.016747
Imports | 5500 | 5500-Renewable energies | KTOE | RO | 2010 | nrg_110a | 6.7659
Primary production | 5500 | 5500-Renewable energies | KTOE | AL | 2012 | nrg_100a | 26.1508
Primary production | 5500 | 5500-Renewable energies | KTOE | AT | 2010 | nrg_100a | 367.7601
Primary production | 5500 | 5500-Renewable energies | KTOE | ME | 2009 | nrg_100a | 16.8979
Consumption in Coal Mines | 5500 | 5500-Renewable energies | KTOE | PL | 2014 | nrg_100a | 0.037681
Primary production | 5500 | 5500-Renewable energies | KTOE | BG | 2012 | nrg_107a | 68.584
Primary production | 5500 | 5500-Renewable energies | KTOE | CY | 2011 | nrg_107a | 4.0193
Primary production | 5500 | 5500-Renewable energies | KTOE | DE | 2013 | nrg_107a | 1410.0933
Primary production | 5500 | 5500-Renewable energies | KTOE | EL | 2010 | nrg_107a | 82.6642
Primary production | 5500 | 5500-Renewable energies | KTOE | RO | 2009 | nrg_107a | 220.837
Primary production | 5500 | 5500-Renewable energies | KTOE | SE | 2012 | nrg_107a | 775.5796
Imports | 5500 | 5500-Renewable energies | KTOE | DE | 2011 | nrg_107a | 58.3556
Imports | 5500 | 5500-Renewable energies | KTOE | IS | 2011 | nrg_107a | 0.0041868
Imports | 5500 | 5500-Renewable energies | KTOE | IE | 2011 | nrg_107a | 1.9176
Imports | 5500 | 5500-Renewable energies | KTOE | FR | 2011 | nrg_107a | 21.8467
Imports | 5500 | 5500-Renewable energies | KTOE | LT | 2014 | nrg_107a | 6.8412
Primary production | 5500 | 5500-Renewable energies | KTOE | BG | 2013 | nrg_110a | 76.43
Primary production | 5500 | 5500-Renewable energies | KTOE | DE | 2009 | nrg_110a | 1016.5509
Primary production | 5500 | 5500-Renewable energies | KTOE | EE | 2014 | nrg_110a | 49.6554
Primary production | 5500 | 5500-Renewable energies | KTOE | IS | 2009 | nrg_110a | 198.0649
Primary production | 5500 | 5500-Renewable energies | KTOE | RS | 2009 | nrg_110a | 81.9692
Primary production | 5500 | 5500-Renewable energies | KTOE | SE | 2014 | nrg_110a | 698.9737
Primary production | 5500 | 5500-Renewable energies | KTOE | SI | 2012 | nrg_110a | 42.9775
Imports | 5500 | 5500-Renewable energies | KTOE | HU | 2013 | nrg_110a | 5.0995
Imports | 5500 | 5500-Renewable energies | KTOE | LU | 2010 | nrg_110a | 1.8548
Imports | 5500 | 5500-Renewable energies | KTOE | LV | 2010 | nrg_110a | 0.50242
Imports | 5500 | 5500-Renewable energies | KTOE | NL | 2012 | nrg_110a | 31.849
Consumption in BKB / PB Plants | 5500 | 5500-Renewable energies | KTOE | DE | 2014 | nrg_110a | 0.01256
Primary production | 5500 | 5500-Renewable energies | KTOE | BE | 2011 | nrg_100a | 112.8175
Primary production | 5500 | 5500-Renewable energies | KTOE | DK | 2014 | nrg_100a | 131.633
Primary production | 5500 | 5500-Renewable energies | KTOE | CZ | 2011 | nrg_100a | 126.927
Primary production | 5500 | 5500-Renewable energies | KTOE | IE | 2011 | nrg_100a | 30.191
Primary production | 5500 | 5500-Renewable energies | KTOE | IT | 2011 | nrg_100a | 762.9857
Imports | 5500 | 5500-Renewable energies | KTOE | DE | 2013 | nrg_100a | 47.4783
Imports | 5500 | 5500-Renewable energies | KTOE | CZ | 2010 | nrg_100a | 5.1037
Imports | 5500 | 5500-Renewable energies | KTOE | IE | 2013 | nrg_100a | 3.6844
Imports | 5500 | 5500-Renewable energies | KTOE | HR | 2010 | nrg_100a | 0.18841
Imports | 5500 | 5500-Renewable energies | KTOE | LU | 2010 | nrg_100a | 1.8548
Imports | 5500 | 5500-Renewable energies | KTOE | IT | 2009 | nrg_100a | 75.5215
Imports | 5500 | 5500-Renewable energies | KTOE | NL | 2011 | nrg_100a | 31.7066
Imports | 5500 | 5500-Renewable energies | KTOE | SK | 2012 | nrg_100a | 1.2644
Imports | 5500 | 5500-Renewable energies | KTOE | TR | 2012 | nrg_100a | 2.1353
Primary production | 5500 | 5500-Renewable energies | KTOE | IT | 2010 | nrg_107a | 812.0173
Primary production | 5500 | 5500-Renewable energies | KTOE | NL | 2012 | nrg_107a | 163.9425
Imports | 5500 | 5500-Renewable energies | KTOE | XK | 2011 | nrg_107a | 0.066989
Consumption in Coal Mines | 5500 | 5500-Renewable energies | KTOE | DE | 2014 | nrg_107a | 0.38519
Primary production | 5500 | 5500-Renewable energies | KTOE | LT | 2010 | nrg_110a | 49.601
Primary production | 7100 | 7100-Industrial wastes | KTOE | RS | 2011 | nrg_110a | 0.28889
Primary production | 7100 | 7100-Industrial wastes | KTOE | UK | 2013 | nrg_110a | 12.6567
Imports | 3234 | 3234-Gasoline (without bio components) | KTOE | BG | 2011 | nrg_102a | 10.3833
Imports | 3234 | 3234-Gasoline (without bio components) | KTOE | DK | 2013 | nrg_102a | 30.4841
Imports | 3234 | 3234-Gasoline (without bio components) | KTOE | FR | 2011 | nrg_102a | 20.1594
Primary production | 7100 | 7100-Industrial wastes | KTOE | LV | 2009 | nrg_108a | 0.025121
Imports | 3234 | 3234-Gasoline (without bio components) | KTOE | BE | 2011 | nrg_110a | 59.3981
Imports | 3234 | 3234-Gasoline (without bio components) | KTOE | UK | 2010 | nrg_110a | 128.5724
Imports | 7100 | 7100-Industrial wastes | KTOE | SK | 2009 | nrg_110a | 0.11304
Imports | 3234 | 3234-Gasoline (without bio components) | KTOE | NO | 2009 | nrg_102a | 12.7069
Primary production | 7100 | 7100-Industrial wastes | KTOE | PL | 2013 | nrg_110a | 14.7627
Imports | 3234 | 3234-Gasoline (without bio components) | KTOE | CZ | 2013 | nrg_102a | 24.6393
Imports | 3234 | 3234-Gasoline (without bio components) | KTOE | PT | 2009 | nrg_102a | 10.5591
Primary production | 7100 | 7100-Industrial wastes | KTOE | PT | 2011 | nrg_108a | 2.1311
Primary production | 7100 | 7100-Industrial wastes | KTOE | PT | 2011 | nrg_110a | 2.1311
Imports | 3234 | 3234-Gasoline (without bio components) | KTOE | ME | 2010 | nrg_102a | 2.5414
Imports | 3234 | 3234-Gasoline (without bio components) | KTOE | EE | 2009 | nrg_110a | 13.4187
Imports | 3234 | 3234-Gasoline (without bio components) | KTOE | ME | 2010 | nrg_110a | 2.5414
Imports | 3234 | 3234-Gasoline (without bio components) | KTOE | MK | 2013 | nrg_110a | 4.4631
Primary production | 7100 | 7100-Industrial wastes | KTOE | BE | 2012 | nrg_110a | 14.5743
Primary production | 7100 | 7100-Industrial wastes | KTOE | HU | 2012 | nrg_110a | 1.8045
Primary production | 7100 | 7100-Industrial wastes | KTOE | UK | 2009 | nrg_110a | 6.3974
Imports | 3234 | 3234-Gasoline (without bio components) | KTOE | HR | 2009 | nrg_102a | 9.8097
Imports | 3234 | 3234-Gasoline (without bio components) | KTOE | LT | 2013 | nrg_102a | 0.66989
Imports | 3234 | 3234-Gasoline (without bio components) | KTOE | LV | 2013 | nrg_102a | 9.8934
Primary production | 7100 | 7100-Industrial wastes | KTOE | DE | 2011 | nrg_108a | 61.5208
Primary production | 7100 | 7100-Industrial wastes | KTOE | EL | 2010 | nrg_108a | 1.3398
Imports | 3234 | 3234-Gasoline (without bio components) | KTOE | DE | 2009 | nrg_110a | 64.2255
Imports | 3234 | 3234-Gasoline (without bio components) | KTOE | HU | 2013 | nrg_110a | 8.5369
Imports | 3234 | 3234-Gasoline (without bio components) | KTOE | IE | 2009 | nrg_110a | 46.641
Imports | 3234 | 3234-Gasoline (without bio components) | KTOE | FR | 2009 | nrg_110a | 27.076
Imports | 3234 | 3234-Gasoline (without bio components) | KTOE | LT | 2012 | nrg_110a | 0.9839
Imports | 3234 | 3234-Gasoline (without bio components) | KTOE | IT | 2013 | nrg_110a | 15.7089
Imports | 3234 | 3234-Gasoline (without bio components) | KTOE | NL | 2013 | nrg_110a | 425.8771
Imports | 3234 | 3234-Gasoline (without bio components) | KTOE | SK | 2014 | nrg_110a | 9.1775
Primary production | 7100 | 7100-Industrial wastes | KTOE | BG | 2011 | nrg_110a | 0.34332
Primary production | 7100 | 7100-Industrial wastes | KTOE | CY | 2011 | nrg_110a | 0.0041868
Primary production | 7100 | 7100-Industrial wastes | KTOE | IT | 2013 | nrg_110a | 12.9958
Primary production | 7100 | 7100-Industrial wastes | KTOE | SE | 2012 | nrg_110a | 1.2812
Primary production | 7100 | 7100-Industrial wastes | KTOE | SI | 2010 | nrg_110a | 0.97552
Imports | 3234 | 3234-Gasoline (without bio components) | KTOE | BE | 2012 | nrg_102a | 40.9637
Imports | 3234 | 3234-Gasoline (without bio components) | KTOE | DK | 2009 | nrg_102a | 24.1788
Imports | 3234 | 3234-Gasoline (without bio components) | KTOE | SK | 2013 | nrg_102a | 9.4496
Primary production | 7100 | 7100-Industrial wastes | KTOE | NO | 2013 | nrg_108a | 0.11304
Imports | 3234 | 3234-Gasoline (without bio components) | KTOE | DK | 2013 | nrg_110a | 30.4841
Imports | 3234 | 3234-Gasoline (without bio components) | KTOE | SE | 2012 | nrg_110a | 52.8458
Primary production | 7100 | 7100-Industrial wastes | KTOE | LV | 2011 | nrg_110a | 0.083736
Primary production | 7100 | 7100-Industrial wastes | KTOE | SK | 2012 | nrg_110a | 1.1765
Imports | 3234 | 3234-Gasoline (without bio components) | KTOE | AT | 2009 | nrg_102a | 27.4989
Imports | 3234 | 3234-Gasoline (without bio components) | KTOE | NO | 2009 | nrg_110a | 12.7069
Imports | 3234 | 3234-Gasoline (without bio components) | KTOE | RO | 2012 | nrg_102a | 4.9153
Primary production | 7100 | 7100-Industrial wastes | KTOE | RO | 2009 | nrg_108a | 0.88341
Imports | 7100 | 7100-Industrial wastes | KTOE | CY | 2012 | nrg_110a | 0.025121
Primary production | 7100 | 7100-Industrial wastes | KTOE | HU | 2010 | nrg_108a | 1.4486
Primary production | 7100 | 7100-Industrial wastes | KTOE | HR | 2009 | nrg_108a | 0.37263
Imports | 3234 | 3234-Gasoline (without bio components) | KTOE | EL | 2009 | nrg_110a | 42.0271
Imports | 3234 | 3234-Gasoline (without bio components) | KTOE | RO | 2010 | nrg_110a | 2.8261
Primary production | 7100 | 7100-Industrial wastes | KTOE | HR | 2012 | nrg_110a | 0.33913
Imports | 3234 | 3234-Gasoline (without bio components) | KTOE | DE | 2014 | nrg_102a | 77.594
Imports | 3234 | 3234-Gasoline (without bio components) | KTOE | IT | 2009 | nrg_102a | 7.9633
Imports | 3234 | 3234-Gasoline (without bio components) | KTOE | MD | 2011 | nrg_102a | 9.5208
Imports | 3234 | 3234-Gasoline (without bio components) | KTOE | MT | 2010 | nrg_102a | 2.9684
Imports | 3281 | 3281-White Spirit and SBP | KTOE | TR | 2011 | nrg_110a | 19.1839
Imports | 3282 | 3282-Lubricants | KTOE | HR | 2009 | nrg_110a | 1.0383
Imports | 3282 | 3282-Lubricants | KTOE | LT | 2013 | nrg_110a | 1.637
Imports | 3282 | 3282-Lubricants | KTOE | LV | 2013 | nrg_110a | 1.8422
Primary production | 5532 | 5532-Solar thermal | KTOE | CY | 2009 | nrg_110a | 2.4242
Primary production | 5532 | 5532-Solar thermal | KTOE | CZ | 2010 | nrg_110a | 0.36425
Primary production | 5532 | 5532-Solar thermal | KTOE | DE | 2011 | nrg_110a | 23.1823
Primary production | 5532 | 5532-Solar thermal | KTOE | FI | 2011 | nrg_110a | 0.041868
Primary production | 5532 | 5532-Solar thermal | KTOE | IE | 2014 | nrg_110a | 0.51079
Primary production | 5532 | 5532-Solar thermal | KTOE | SE | 2010 | nrg_110a | 0.43124
Imports | 2230 | 2230-BKB (brown coal briquettes) | KTOE | AT | 2010 | nrg_101a | 0.74106
Consumption in Coal Mines | 2230 | 2230-BKB (brown coal briquettes) | KTOE | BG | 2010 | nrg_101a | 0.041868
Imports | 2310 | 2310-Peat | KTOE | UA | 2012 | nrg_101a | 0.23027
Imports | 3282 | 3282-Lubricants | KTOE | BE | 2013 | nrg_102a | 23.982
Imports | 3281 | 3281-White Spirit and SBP | KTOE | UK | 2014 | nrg_102a | 1.9762
Imports | 3281 | 3281-White Spirit and SBP | KTOE | UA | 2014 | nrg_102a | 0.52335
Primary production | 5532 | 5532-Solar thermal | KTOE | IT | 2010 | nrg_107a | 5.6145
Imports | 2230 | 2230-BKB (brown coal briquettes) | KTOE | DK | 2010 | nrg_110a | 0.041868
Imports | 3281 | 3281-White Spirit and SBP | KTOE | FI | 2011 | nrg_110a | 0.046055
Imports | 3282 | 3282-Lubricants | KTOE | BE | 2012 | nrg_110a | 21.7127
Imports | 3282 | 3282-Lubricants | KTOE | DK | 2009 | nrg_110a | 2.3027
Imports | 3282 | 3282-Lubricants | KTOE | SK | 2013 | nrg_110a | 2.5539
Primary production | 5532 | 5532-Solar thermal | KTOE | NL | 2012 | nrg_110a | 1.0718
Imports | 2230 | 2230-BKB (brown coal briquettes) | KTOE | PL | 2011 | nrg_110a | 0.3182
Imports | 3281 | 3281-White Spirit and SBP | KTOE | AT | 2011 | nrg_110a | 0.61546
Imports | 3282 | 3282-Lubricants | KTOE | AL | 2012 | nrg_110a | 0.71594
Imports | 3282 | 3282-Lubricants | KTOE | CZ | 2010 | nrg_102a | 4.7018
Imports | 3282 | 3282-Lubricants | KTOE | SE | 2012 | nrg_102a | 1.0928
Imports | 2230 | 2230-BKB (brown coal briquettes) | KTOE | RS | 2013 | nrg_110a | 0.13816
Imports | 3281 | 3281-White Spirit and SBP | KTOE | RS | 2010 | nrg_110a | 0.20097
Imports | 3282 | 3282-Lubricants | KTOE | CZ | 2009 | nrg_110a | 3.5378
Imports | 3282 | 3282-Lubricants | KTOE | SE | 2011 | nrg_110a | 2.2274
Primary production | 5532 | 5532-Solar thermal | KTOE | FR | 2014 | nrg_110a | 4.1282
Transformation output from BKB / PB Plants | 2230 | 2230-BKB (brown coal briquettes) | KTOE | RS | 2013 | nrg_101a | 10.3205
Consumption in BKB / PB Plants | 2310 | 2310-Peat | KTOE | IE | 2012 | nrg_101a | 0.57359
Imports | 3282 | 3282-Lubricants | KTOE | EL | 2014 | nrg_102a | 1.009
Imports | 3282 | 3282-Lubricants | KTOE | ME | 2014 | nrg_102a | 0.4438
Imports | 3281 | 3281-White Spirit and SBP | KTOE | RO | 2010 | nrg_102a | 0.12979
Imports | 3282 | 3282-Lubricants | KTOE | EL | 2014 | nrg_110a | 1.009
Imports | 3282 | 3282-Lubricants | KTOE | EE | 2013 | nrg_110a | 0.37681
Imports | 3282 | 3282-Lubricants | KTOE | ES | 2014 | nrg_110a | 2.1855
Primary production | 5532 | 5532-Solar thermal | KTOE | AL | 2013 | nrg_110a | 0.49823
Primary production | 5532 | 5532-Solar thermal | KTOE | BE | 2012 | nrg_110a | 0.64058
Primary production | 5532 | 5532-Solar thermal | KTOE | HU | 2012 | nrg_110a | 0.24702
Imports | 2230 | 2230-BKB (brown coal briquettes) | KTOE | DE | 2010 | nrg_101a | 2.0808
Imports | 2230 | 2230-BKB (brown coal briquettes) | KTOE | IE | 2011 | nrg_101a | 0.43961
Imports | 3282 | 3282-Lubricants | KTOE | DE | 2012 | nrg_102a | 36.1321
Imports | 3282 | 3282-Lubricants | KTOE | IE | 2013 | nrg_102a | 1.5659
Imports | 3282 | 3282-Lubricants | KTOE | HR | 2010 | nrg_102a | 0.93784
Imports | 3282 | 3282-Lubricants | KTOE | LV | 2009 | nrg_102a | 1.4654
Imports | 3282 | 3282-Lubricants | KTOE | UA | 2012 | nrg_102a | 17.0947
Imports | 3281 | 3281-White Spirit and SBP | KTOE | CZ | 2012 | nrg_102a | 0.64477
Imports | 3281 | 3281-White Spirit and SBP | KTOE | HR | 2012 | nrg_102a | 0.066989
Imports | 3281 | 3281-White Spirit and SBP | KTOE | NL | 2013 | nrg_102a | 37.8864
Imports | 3281 | 3281-White Spirit and SBP | KTOE | TR | 2011 | nrg_102a | 19.1839
Imports | 3281 | 3281-White Spirit and SBP | KTOE | SK | 2014 | nrg_102a | 0.56103
Primary production | 5532 | 5532-Solar thermal | KTOE | IE | 2009 | nrg_107a | 0.22609
Primary production | 5532 | 5532-Solar thermal | KTOE | UK | 2010 | nrg_107a | 1.6412
Primary production | 5532 | 5532-Solar thermal | KTOE | CY | 2013 | nrg_107a | 2.7507
Primary production | 5532 | 5532-Solar thermal | KTOE | BG | 2012 | nrg_107a | 0.64477
Primary production | 5532 | 5532-Solar thermal | KTOE | FI | 2009 | nrg_107a | 0.033494
Primary production | 5532 | 5532-Solar thermal | KTOE | EL | 2014 | nrg_107a | 8.0303
Imports | 2230 | 2230-BKB (brown coal briquettes) | KTOE | LU | 2012 | nrg_110a | 0.18003
Consumption in BKB / PB Plants | 2310 | 2310-Peat | KTOE | UA | 2009 | nrg_110a | 0.18003
Imports | 3282 | 3282-Lubricants | KTOE | IE | 2014 | nrg_110a | 1.6077
Imports | 3282 | 3282-Lubricants | KTOE | LT | 2009 | nrg_110a | 1.1765
Imports | 3282 | 3282-Lubricants | KTOE | LU | 2012 | nrg_110a | 0.40193
Imports | 3282 | 3282-Lubricants | KTOE | LV | 2009 | nrg_110a | 1.4654
Primary production | 5532 | 5532-Solar thermal | KTOE | BG | 2011 | nrg_110a | 0.57778
Imports | 2117 | 2117-Other Bituminous Coal | KTOE | FI | 2009 | nrg_101a | 125.7296
Imports | 2117 | 2117-Other Bituminous Coal | KTOE | SI | 2013 | nrg_101a | 0.6029
Imports | 2117 | 2117-Other Bituminous Coal | KTOE | SE | 2014 | nrg_101a | 33.7582
Imports | 2117 | 2117-Other Bituminous Coal | KTOE | XK | 2013 | nrg_101a | 0.47311
Consumption in Coal Mines | 2117 | 2117-Other Bituminous Coal | KTOE | UA | 2013 | nrg_101a | 0.83736
Consumption in Coal Mines | 2117 | 2117-Other Bituminous Coal | KTOE | UK | 2014 | nrg_101a | 0.025121
Imports | 3191 | 3191-Refinery feedstocks | KTOE | UA | 2014 | nrg_102a | 0.36006
Imports | 3191 | 3191-Refinery feedstocks | KTOE | SE | 2010 | nrg_102a | 15.6628
Imports | 3247 | 3247-Kerosene type jet fuel (without bio components) | KTOE | BE | 2011 | nrg_102a | 77.8745
Imports | 3285 | 3285-Petroleum coke | KTOE | UK | 2009 | nrg_102a | 27.6203
Imports | 3285 | 3285-Petroleum coke | KTOE | BE | 2010 | nrg_102a | 3.7765
Imports | 2117 | 2117-Other Bituminous Coal | KTOE | AT | 2014 | nrg_110a | 36.9485
Imports | 2117 | 2117-Other Bituminous Coal | KTOE | DK | 2011 | nrg_110a | 149.6195
Imports | 2117 | 2117-Other Bituminous Coal | KTOE | SE | 2012 | nrg_110a | 34.6625
Imports | 2117 | 2117-Other Bituminous Coal | KTOE | SI | 2011 | nrg_110a | 0.60709
Imports | 2117 | 2117-Other Bituminous Coal | KTOE | UA | 2012 | nrg_110a | 68.7305
Transformation input in BKB / PB Plants | 2117 | 2117-Other Bituminous Coal | KTOE | BG | 2009 | nrg_110a | 1.6663
Imports | 3191 | 3191-Refinery feedstocks | KTOE | BG | 2013 | nrg_110a | 32.3179
Imports | 3247 | 3247-Kerosene type jet fuel (without bio components) | KTOE | FI | 2013 | nrg_110a | 5.5852
Imports | 3247 | 3247-Kerosene type jet fuel (without bio components) | KTOE | UK | 2012 | nrg_110a | 312.9759
Imports | 3285 | 3285-Petroleum coke | KTOE | BE | 2013 | nrg_110a | 8.83
Imports | 3285 | 3285-Petroleum coke | KTOE | BG | 2010 | nrg_110a | 12.4976
Imports | 3285 | 3285-Petroleum coke | KTOE | FR | 2011 | nrg_110a | 46.3353
Imports | 3285 | 3285-Petroleum coke | KTOE | SK | 2012 | nrg_110a | 3.9063
Imports | 3285 | 3285-Petroleum coke | KTOE | UK | 2011 | nrg_110a | 16.8519
Imports | 3285 | 3285-Petroleum coke | KTOE | XK | 2011 | nrg_110a | 1.792
Primary production | 2117 | 2117-Other Bituminous Coal | KTOE | NO | 2014 | nrg_101a | 47.068
Imports | 3191 | 3191-Refinery feedstocks | KTOE | PL | 2014 | nrg_102a | 3.228
Imports | 3247 | 3247-Kerosene type jet fuel (without bio components) | KTOE | NO | 2014 | nrg_102a | 16.5923
Imports | 3285 | 3285-Petroleum coke | KTOE | AL | 2012 | nrg_102a | 2.3655
Imports | 3285 | 3285-Petroleum coke | KTOE | AT | 2014 | nrg_102a | 2.5581
Primary production | 2117 | 2117-Other Bituminous Coal | KTOE | NO | 2012 | nrg_110a | 34.5369
Imports | 2117 | 2117-Other Bituminous Coal | KTOE | PL | 2013 | nrg_110a | 195.7162
Imports | 3191 | 3191-Refinery feedstocks | KTOE | PL | 2009 | nrg_110a | 57.8406
Primary production | 2117 | 2117-Other Bituminous Coal | KTOE | PL | 2013 | nrg_101a | 1471.4927
Imports | 2117 | 2117-Other Bituminous Coal | KTOE | BG | 2014 | nrg_101a | 27.6538
Imports | 3191 | 3191-Refinery feedstocks | KTOE | BG | 2010 | nrg_102a | 22.2696
Imports | 3191 | 3191-Refinery feedstocks | KTOE | RS | 2014 | nrg_102a | 11.1076
Imports | 3191 | 3191-Refinery feedstocks | KTOE | PT | 2012 | nrg_102a | 11.1662
Imports | 3247 | 3247-Kerosene type jet fuel (without bio components) | KTOE | BG | 2010 | nrg_102a | 0.041868
Imports | 3247 | 3247-Kerosene type jet fuel (without bio components) | KTOE | PT | 2010 | nrg_102a | 5.6312
Imports | 3247 | 3247-Kerosene type jet fuel (without bio components) | KTOE | RO | 2010 | nrg_102a | 1.7752
Imports | 3285 | 3285-Petroleum coke | KTOE | CY | 2012 | nrg_102a | 3.3159
Transformation input in Patent Fuel Plants | 2117 | 2117-Other Bituminous Coal | KTOE | FR | 2009 | nrg_110a | 0.10467
Imports | 3247 | 3247-Kerosene type jet fuel (without bio components) | KTOE | BG | 2011 | nrg_110a | 0.34332
Imports | 3247 | 3247-Kerosene type jet fuel (without bio components) | KTOE | RS | 2010 | nrg_110a | 0.2219
Imports | 3285 | 3285-Petroleum coke | KTOE | CY | 2010 | nrg_110a | 3.9984
Imports | 2117 | 2117-Other Bituminous Coal | KTOE | ES | 2009 | nrg_101a | 332.0886
Imports | 3191 | 3191-Refinery feedstocks | KTOE | EL | 2013 | nrg_102a | 153.2494
Transformation input in Coke Ovens | 3285 | 3285-Petroleum coke | KTOE | SE | 2011 | nrg_102a | 0.64058
Transformation input in Patent Fuel Plants | 3285 | 3285-Petroleum coke | KTOE | UK | 2012 | nrg_102a | 2.8177
Imports | 3285 | 3285-Petroleum coke | KTOE | ES | 2009 | nrg_102a | 129.4391
Imports | 2117 | 2117-Other Bituminous Coal | KTOE | ES | 2013 | nrg_110a | 245.7107
Transformation input in Patent Fuel Plants | 2117 | 2117-Other Bituminous Coal | KTOE | UK | 2010 | nrg_110a | 6.075
Imports | 3247 | 3247-Kerosene type jet fuel (without bio components) | KTOE | EE | 2010 | nrg_110a | 1.3775
Imports | 3285 | 3285-Petroleum coke | KTOE | MK | 2014 | nrg_110a | 5.2461
Imports | 3285 | 3285-Petroleum coke | KTOE | ME | 2014 | nrg_110a | 0.49404
Primary production | 2117 | 2117-Other Bituminous Coal | KTOE | CZ | 2014 | nrg_101a | 103.0665
Primary production | 2117 | 2117-Other Bituminous Coal | KTOE | BG | 2009 | nrg_101a | 0.66151
Primary production | 2117 | 2117-Other Bituminous Coal | KTOE | DE | 2010 | nrg_101a | 92.2896
Primary production | 2117 | 2117-Other Bituminous Coal | KTOE | UA | 2013 | nrg_101a | 661.5228
Imports | 2117 | 2117-Other Bituminous Coal | KTOE | HU | 2014 | nrg_101a | 0.93366
Imports | 2117 | 2117-Other Bituminous Coal | KTOE | IT | 2014 | nrg_101a | 432.9319
Primary production | 4100 | 4100-Natural gas | KTOE | DK | 2012 | nrg_103a | 216.0012
Primary production | 4100 | 4100-Natural gas | KTOE | ES | 2009 | nrg_103a | 0.51079
Primary production | 4100 | 4100-Natural gas | KTOE | RO | 2010 | nrg_103a | 360.8435
Imports | 4100 | 4100-Natural gas | KTOE | CZ | 2009 | nrg_103a | 297.2628
Imports | 4100 | 4100-Natural gas | KTOE | DE | 2010 | nrg_103a | 3299.2947
Imports | 4100 | 4100-Natural gas | KTOE | LT | 2014 | nrg_103a | 89.7524
Imports | 4100 | 4100-Natural gas | KTOE | IE | 2014 | nrg_103a | 150.3815
Imports | 4100 | 4100-Natural gas | KTOE | NL | 2013 | nrg_103a | 809.949
Imports | 4100 | 4100-Natural gas | KTOE | SK | 2010 | nrg_103a | 209.453
Transformation input in Gas Works | 4100 | 4100-Natural gas | KTOE | HR | 2012 | nrg_103a | 0.10048
Transformation input in Gas Works | 4100 | 4100-Natural gas | KTOE | SE | 2013 | nrg_103a | 0.10467
Consumption in Oil and gas extraction | 4100 | 4100-Natural gas | KTOE | IT | 2012 | nrg_103a | 34.9095
Consumption in Oil and gas extraction | 4100 | 4100-Natural gas | KTOE | NO | 2013 | nrg_103a | 148.7151
Consumption in Oil and gas extraction | 4100 | 4100-Natural gas | KTOE | RO | 2014 | nrg_103a | 15.1646
Consumption in Coal Mines | 4100 | 4100-Natural gas | KTOE | PL | 2014 | nrg_103a | 0.36425
Consumption in Coal Mines | 4100 | 4100-Natural gas | KTOE | SK | 2012 | nrg_103a | 0.0041868
Consumption in Pipeline transport | 4100 | 4100-Natural gas | KTOE | AT | 2009 | nrg_103a | 7.5614
Primary production | 4000 | 4000-Gas | KTOE | ES | 2014 | nrg_103a | 0.87085
Primary production | 4000 | 4000-Gas | KTOE | HU | 2009 | nrg_103a | 95.7647
Imports | 4000 | 4000-Gas | KTOE | HR | 2010 | nrg_103a | 36.3665
Imports | 4000 | 4000-Gas | KTOE | FR | 2014 | nrg_103a | 1680.5103
Imports | 4000 | 4000-Gas | KTOE | MD | 2013 | nrg_103a | 72.7247
Imports | 4000 | 4000-Gas | KTOE | SK | 2011 | nrg_103a | 203.5664
Imports | 4000 | 4000-Gas | KTOE | TR | 2012 | nrg_103a | 1583.1212
Primary production | 5100 | 5100-Nuclear heat | KTOE | DE | 2014 | nrg_104a | 1048.9944
Primary production | 7200 | 7200-Waste (non-renewable) | KTOE | DK | 2010 | nrg_108a | 17.0068
Primary production | 7200 | 7200-Waste (non-renewable) | KTOE | ES | 2013 | nrg_108a | 8.361
Primary production | 7200 | 7200-Waste (non-renewable) | KTOE | EL | 2011 | nrg_108a | 1.1765
Primary production | 7200 | 7200-Waste (non-renewable) | KTOE | IE | 2010 | nrg_108a | 0.36006
Imports | 7200 | 7200-Waste (non-renewable) | KTOE | HU | 2014 | nrg_108a | 0.1591
Consumption in BKB / PB Plants | 2210 | 2210-Lignite/Brown Coal | KTOE | DE | 2009 | nrg_110a | 7.8502
Primary production | 3105 | 3105-Crude oil (without NGL) | KTOE | BG | 2014 | nrg_110a | 1.0551
Primary production | 3105 | 3105-Crude oil (without NGL) | KTOE | DE | 2014 | nrg_110a | 101.2075
Primary production | 3105 | 3105-Crude oil (without NGL) | KTOE | DK | 2013 | nrg_110a | 364.1134
Primary production | 3105 | 3105-Crude oil (without NGL) | KTOE | IT | 2010 | nrg_110a | 215.3062
Imports | 3105 | 3105-Crude oil (without NGL) | KTOE | CZ | 2011 | nrg_110a | 293.0886
Imports | 3105 | 3105-Crude oil (without NGL) | KTOE | IT | 2014 | nrg_110a | 2298.7123
Imports | 3105 | 3105-Crude oil (without NGL) | KTOE | HU | 2009 | nrg_110a | 219.9326
Imports | 3105 | 3105-Crude oil (without NGL) | KTOE | FR | 2010 | nrg_110a | 2726.9968
Imports | 3105 | 3105-Crude oil (without NGL) | KTOE | HR | 2013 | nrg_110a | 104.3141
Imports | 3105 | 3105-Crude oil (without NGL) | KTOE | NL | 2014 | nrg_110a | 1897.2987
Imports | 3105 | 3105-Crude oil (without NGL) | KTOE | SK | 2012 | nrg_110a | 219.2208
Imports | 3270A | 3270A-Total fuel oil | KTOE | HU | 2014 | nrg_110a | 0.79968
Imports | 3270A | 3270A-Total fuel oil | KTOE | LT | 2009 | nrg_110a | 7.5195
Imports | 3270A | 3270A-Total fuel oil | KTOE | IT | 2010 | nrg_110a | 38.7195
Imports | 3270A | 3270A-Total fuel oil | KTOE | NL | 2011 | nrg_110a | 1369.5986
Consumption in Oil and gas extraction | 3270A | 3270A-Total fuel oil | KTOE | RO | 2014 | nrg_110a | 0.079549
Primary production | 4000 | 4000-Gas | KTOE | EL | 2011 | nrg_110a | 0.26796
Primary production | 4000 | 4000-Gas | KTOE | IE | 2012 | nrg_110a | 7.105
Imports | 4000 | 4000-Gas | KTOE | DE | 2009 | nrg_110a | 3075.7991
Imports | 4000 | 4000-Gas | KTOE | IE | 2012 | nrg_110a | 160.7019
Imports | 4000 | 4000-Gas | KTOE | SK | 2009 | nrg_110a | 201.6656
Consumption in Oil and gas extraction | 4000 | 4000-Gas | KTOE | NL | 2009 | nrg_110a | 25.4432
Consumption in Oil and gas extraction | 4000 | 4000-Gas | KTOE | RS | 2011 | nrg_110a | 1.5407
Transformation output from Coke Ovens | 4000 | 4000-Gas | KTOE | FR | 2010 | nrg_100a | 21.7044
Imports | 4000 | 4000-Gas | KTOE | EL | 2012 | nrg_100a | 153.8188
Imports | 4000 | 4000-Gas | KTOE | RO | 2013 | nrg_100a | 48.7846
Consumption in Oil and gas extraction | 4000 | 4000-Gas | KTOE | HR | 2014 | nrg_100a | 2.801
Consumption in Oil and gas extraction | 4000 | 4000-Gas | KTOE | FR | 2014 | nrg_100a | 0.90016
Consumption in Coal Mines | 4000 | 4000-Gas | KTOE | RO | 2010 | nrg_100a | 0.054428
Consumption in Coke Ovens | 4000 | 4000-Gas | KTOE | DE | 2014 | nrg_100a | 27.8799
Consumption in Coke Ovens | 4000 | 4000-Gas | KTOE | FR | 2009 | nrg_100a | 14.5073
Consumption in Pipeline transport | 4000 | 4000-Gas | KTOE | DE | 2013 | nrg_100a | 11.61
Consumption in Pipeline transport | 4000 | 4000-Gas | KTOE | LT | 2010 | nrg_100a | 0.93784
Primary production | 5100 | 5100-Nuclear heat | KTOE | UK | 2009 | nrg_100a | 746.2594
Primary production | 2210 | 2210-Lignite/Brown Coal | KTOE | CZ | 2010 | nrg_101a | 557.7697
Primary production | 5510 | 5510-Hydro power | KTOE | TR | 2012 | nrg_107a | 208.3142
Imports | 3200 | 3200-All petroleum products | KTOE | NO | 2014 | nrg_102a | 177.2231
Primary production | 5510 | 5510-Hydro power | KTOE | NO | 2010 | nrg_110a | 420.3003
Imports | 3200 | 3200-All petroleum products | KTOE | EE | 2014 | nrg_102a | 79.2143
Imports | 3200 | 3200-All petroleum products | KTOE | RS | 2009 | nrg_102a | 49.9527
Imports | 3200 | 3200-All petroleum products | KTOE | SE | 2010 | nrg_102a | 332.7711
Primary production | 5510 | 5510-Hydro power | KTOE | PL | 2009 | nrg_110a | 8.5494
Primary production | 5550 | 5550-Geothermal Energy | KTOE | MK | 2009 | nrg_110a | 0.40612
Primary production | 5550 | 5550-Geothermal Energy | KTOE | PT | 2010 | nrg_110a | 7.5614
Imports | 3200 | 3200-All petroleum products | KTOE | MK | 2012 | nrg_102a | 41.0641
Transformation input in Gas Works | 3200 | 3200-All petroleum products | KTOE | PL | 2009 | nrg_102a | 0.13816
Consumption in Coal Mines | 3200 | 3200-All petroleum products | KTOE | EE | 2012 | nrg_102a | 0.79549
Transformation output from Coke Ovens | 4210 | 4210-Coke Oven Gas | KTOE | HU | 2010 | nrg_103a | 8.2982
Transformation output from Coke Ovens | 4210 | 4210-Coke Oven Gas | KTOE | FR | 2014 | nrg_103a | 22.01
Consumption in Coke Ovens | 4210 | 4210-Coke Oven Gas | KTOE | DE | 2010 | nrg_103a | 11.2332
Primary production | 5510 | 5510-Hydro power | KTOE | BE | 2009 | nrg_107a | 1.1807
Primary production | 5510 | 5510-Hydro power | KTOE | FR | 2010 | nrg_107a | 225.7648
Primary production | 5510 | 5510-Hydro power | KTOE | HR | 2014 | nrg_107a | 32.4268
Primary production | 5510 | 5510-Hydro power | KTOE | UA | 2011 | nrg_107a | 39.4062
Consumption in Coke Ovens | 4210 | 4210-Coke Oven Gas | KTOE | FR | 2010 | nrg_110a | 2.5833
Transformation output from Coke Ovens | 4210 | 4210-Coke Oven Gas | KTOE | HU | 2012 | nrg_110a | 8.4364
Primary production | 5510 | 5510-Hydro power | KTOE | UA | 2009 | nrg_110a | 42.9691
Primary production | 5550 | 5550-Geothermal Energy | KTOE | FR | 2012 | nrg_110a | 7.6493
Imports | 2330 | 2330-Peat products | KTOE | LT | 2013 | nrg_101a | 1.7208
Transformation output from BKB / PB Plants | 2330 | 2330-Peat products | KTOE | LT | 2010 | nrg_101a | 0.12142
Imports | 3200 | 3200-All petroleum products | KTOE | HR | 2014 | nrg_102a | 64.5521
Imports | 3200 | 3200-All petroleum products | KTOE | LT | 2012 | nrg_102a | 45.1881
Imports | 3200 | 3200-All petroleum products | KTOE | LU | 2009 | nrg_102a | 115.4259
Imports | 3200 | 3200-All petroleum products | KTOE | LV | 2012 | nrg_102a | 91.0127
Consumption in Oil and gas extraction | 3200 | 3200-All petroleum products | KTOE | NO | 2013 | nrg_102a | 11.5932
Consumption in Oil and gas extraction | 3200 | 3200-All petroleum products | KTOE | RO | 2009 | nrg_102a | 2.3865
Transformation input in Gas Works | 3200 | 3200-All petroleum products | KTOE | ES | 2011 | nrg_102a | 2.2776
Consumption in Coal Mines | 3200 | 3200-All petroleum products | KTOE | PL | 2014 | nrg_102a | 0.95459
Consumption in Coal Mines | 3200 | 3200-All petroleum products | KTOE | NO | 2011 | nrg_102a | 0.041868
Consumption in Coke Ovens | 3200 | 3200-All petroleum products | KTOE | BE | 2013 | nrg_102a | 0.041868
Transformation output from Coke Ovens | 4210 | 4210-Coke Oven Gas | KTOE | SK | 2011 | nrg_103a | 11.9366
Consumption in Coal Mines | 4210 | 4210-Coke Oven Gas | KTOE | PL | 2012 | nrg_103a | 0.13398
Consumption in Coke Ovens | 4210 | 4210-Coke Oven Gas | KTOE | BE | 2011 | nrg_103a | 6.3932
Consumption in Coke Ovens | 4210 | 4210-Coke Oven Gas | KTOE | SE | 2011 | nrg_103a | 4.8148
Primary production | 5510 | 5510-Hydro power | KTOE | BG | 2012 | nrg_107a | 11.6142
Primary production | 5510 | 5510-Hydro power | KTOE | IT | 2014 | nrg_107a | 210.7635
Primary production | 5510 | 5510-Hydro power | KTOE | IS | 2010 | nrg_107a | 45.3305
Primary production | 5550 | 5550-Geothermal Energy | KTOE | HU | 2009 | nrg_107a | 4.0319
Consumption in Coke Ovens | 4210 | 4210-Coke Oven Gas | KTOE | AT | 2011 | nrg_110a | 1.3858
Consumption in Coke Ovens | 4210 | 4210-Coke Oven Gas | KTOE | NL | 2011 | nrg_110a | 6.7366
Transformation output from Coke Ovens | 4210 | 4210-Coke Oven Gas | KTOE | NL | 2009 | nrg_110a | 14.0509
Transformation output from Coke Ovens | 4210 | 4210-Coke Oven Gas | KTOE | SK | 2013 | nrg_110a | 11.4258
Primary production | 5510 | 5510-Hydro power | KTOE | BG | 2012 | nrg_110a | 11.6142
Primary production | 5510 | 5510-Hydro power | KTOE | CZ | 2010 | nrg_110a | 10.0399
Primary production | 5510 | 5510-Hydro power | KTOE | EL | 2013 | nrg_110a | 22.8474
Primary production | 5510 | 5510-Hydro power | KTOE | ES | 2009 | nrg_110a | 95.078
Primary production | 5510 | 5510-Hydro power | KTOE | FI | 2011 | nrg_110a | 44.8029
Primary production | 5510 | 5510-Hydro power | KTOE | SE | 2009 | nrg_110a | 237.0692
Primary production | 5510 | 5510-Hydro power | KTOE | RS | 2009 | nrg_110a | 37.9492
Primary production | 5550 | 5550-Geothermal Energy | KTOE | BG | 2014 | nrg_110a | 1.3984
Primary production | 5550 | 5550-Geothermal Energy | KTOE | CY | 2009 | nrg_110a | 0.016747
Primary production | 5550 | 5550-Geothermal Energy | KTOE | EL | 2009 | nrg_110a | 0.66989
Transformation output from BKB / PB Plants | 2330 | 2330-Peat products | KTOE | EE | 2013 | nrg_101a | 1.1221
Transformation output from BKB / PB Plants | 2330 | 2330-Peat products | KTOE | IE | 2009 | nrg_101a | 4.8609
Imports | 3200 | 3200-All petroleum products | KTOE | BG | 2011 | nrg_102a | 64.5144
Imports | 3200 | 3200-All petroleum products | KTOE | DK | 2014 | nrg_102a | 335.3836
Imports | 3200 | 3200-All petroleum products | KTOE | SK | 2011 | nrg_102a | 54.1395
Primary production | 2210 | 2210-Lignite/Brown Coal | KTOE | RO | 2009 | nrg_101a | 274.5536
Consumption in BKB / PB Plants | 2210 | 2210-Lignite/Brown Coal | KTOE | DE | 2013 | nrg_101a | 9.8432
Primary production | 3105 | 3105-Crude oil (without NGL) | KTOE | DE | 2010 | nrg_102a | 103.0162
Primary production | 3105 | 3105-Crude oil (without NGL) | KTOE | CZ | 2009 | nrg_102a | 9.4036
Primary production | 3105 | 3105-Crude oil (without NGL) | KTOE | BG | 2013 | nrg_102a | 1.143
Primary production | 3105 | 3105-Crude oil (without NGL) | KTOE | IT | 2010 | nrg_102a | 215.3062
Imports | 3105 | 3105-Crude oil (without NGL) | KTOE | DE | 2011 | nrg_102a | 3746.8804
Imports | 3105 | 3105-Crude oil (without NGL) | KTOE | HR | 2012 | nrg_102a | 98.7624
Imports | 3270A | 3270A-Total fuel oil | KTOE | SK | 2009 | nrg_102a | 3.362
Imports | 3270A | 3270A-Total fuel oil | KTOE | DE | 2013 | nrg_102a | 100.0017
Imports | 3270A | 3270A-Total fuel oil | KTOE | IT | 2014 | nrg_102a | 13.1591
Imports | 3270A | 3270A-Total fuel oil | KTOE | IE | 2009 | nrg_102a | 17.438
Consumption in Coal Mines | 3270A | 3270A-Total fuel oil | KTOE | DE | 2009 | nrg_102a | 0.041868
Transformation input in Coke Ovens | 4000 | 4000-Gas | KTOE | UK | 2010 | nrg_103a | 0.85411
Transformation output from Coke Ovens | 4000 | 4000-Gas | KTOE | NL | 2011 | nrg_103a | 16.4834
Transformation output from Coke Ovens | 4000 | 4000-Gas | KTOE | RO | 2009 | nrg_103a | 2.106
Consumption in Oil and gas extraction | 4000 | 4000-Gas | KTOE | IT | 2014 | nrg_103a | 35.7469
Consumption in Oil and gas extraction | 4000 | 4000-Gas | KTOE | LT | 2009 | nrg_103a | 0.0041868
Consumption in Oil and gas extraction | 4000 | 4000-Gas | KTOE | NL | 2011 | nrg_103a | 25.7404
Consumption in Coke Ovens | 4000 | 4000-Gas | KTOE | CZ | 2009 | nrg_103a | 8.7881
Consumption in Coke Ovens | 4000 | 4000-Gas | KTOE | BE | 2009 | nrg_103a | 3.8142
Consumption in Coke Ovens | 4000 | 4000-Gas | KTOE | IT | 2013 | nrg_103a | 0.56522
Consumption in Coke Ovens | 4000 | 4000-Gas | KTOE | HU | 2013 | nrg_103a | 2.8805
Consumption in Coke Ovens | 4000 | 4000-Gas | KTOE | PL | 2011 | nrg_103a | 41.0097
Consumption in Coke Ovens | 4000 | 4000-Gas | KTOE | RO | 2009 | nrg_103a | 1.9176
Consumption in Gas Works | 4000 | 4000-Gas | KTOE | PL | 2013 | nrg_103a | 0.0083736
Consumption in Pipeline transport | 4000 | 4000-Gas | KTOE | BG | 2013 | nrg_103a | 7.6074
Primary production | 4100 | 4100-Natural gas | KTOE | BG | 2009 | nrg_103a | 0.54847
Imports | 4100 | 4100-Natural gas | KTOE | LT | 2010 | nrg_103a | 104.021
Imports | 4100 | 4100-Natural gas | KTOE | IE | 2010 | nrg_103a | 187.5645
Imports | 4100 | 4100-Natural gas | KTOE | LU | 2014 | nrg_103a | 35.3031
Imports | 4100 | 4100-Natural gas | KTOE | NL | 2009 | nrg_103a | 770.1995
Consumption in Oil and gas extraction | 4100 | 4100-Natural gas | KTOE | LT | 2013 | nrg_103a | 0.0041868
Consumption in Oil and gas extraction | 4100 | 4100-Natural gas | KTOE | NL | 2013 | nrg_103a | 30.078
Consumption in Oil and gas extraction | 4100 | 4100-Natural gas | KTOE | NO | 2009 | nrg_103a | 159.9944
Consumption in Oil and gas extraction | 4100 | 4100-Natural gas | KTOE | RO | 2010 | nrg_103a | 15.0599
Consumption in Oil and gas extraction | 4100 | 4100-Natural gas | KTOE | RS | 2014 | nrg_103a | 2.6293
Consumption in Coal Mines | 4100 | 4100-Natural gas | KTOE | PL | 2010 | nrg_103a | 0.70338
Consumption in Coke Ovens | 4100 | 4100-Natural gas | KTOE | PL | 2010 | nrg_103a | 0.01256
Primary production | 4000 | 4000-Gas | KTOE | ES | 2010 | nrg_103a | 1.8673
Primary production | 4000 | 4000-Gas | KTOE | RS | 2014 | nrg_103a | 18.5768
Imports | 4000 | 4000-Gas | KTOE | FR | 2010 | nrg_103a | 1763.1075
Imports | 4000 | 4000-Gas | KTOE | IT | 2014 | nrg_103a | 1911.9064
Imports | 4000 | 4000-Gas | KTOE | MD | 2009 | nrg_103a | 90.7991
Primary production | 5100 | 5100-Nuclear heat | KTOE | DE | 2010 | nrg_104a | 1518.0039
Primary production | 5100 | 5100-Nuclear heat | KTOE | CZ | 2014 | nrg_104a | 328.3833
Primary production | 5100 | 5100-Nuclear heat | KTOE | FI | 2013 | nrg_104a | 254.9468
Primary production | 5100 | 5100-Nuclear heat | KTOE | HU | 2013 | nrg_104a | 166.5007
Primary production | 5100 | 5100-Nuclear heat | KTOE | SE | 2011 | nrg_104a | 653.1282
Primary production | 7200 | 7200-Waste (non-renewable) | KTOE | ES | 2009 | nrg_108a | 13.3643
Primary production | 2210 | 2210-Lignite/Brown Coal | KTOE | CZ | 2011 | nrg_110a | 574.2657
Primary production | 2210 | 2210-Lignite/Brown Coal | KTOE | EL | 2011 | nrg_110a | 314.2152
Imports | 2210 | 2210-Lignite/Brown Coal | KTOE | FR | 2014 | nrg_110a | 3.0103
Primary production | 3105 | 3105-Crude oil (without NGL) | KTOE | BG | 2010 | nrg_110a | 0.9504
Primary production | 3105 | 3105-Crude oil (without NGL) | KTOE | DE | 2010 | nrg_110a | 103.0162
Primary production | 3105 | 3105-Crude oil (without NGL) | KTOE | DK | 2009 | nrg_110a | 535.5838
Primary production | 3105 | 3105-Crude oil (without NGL) | KTOE | ES | 2011 | nrg_110a | 4.2077
Consumption in Oil and gas extraction | 3105 | 3105-Crude oil (without NGL) | KTOE | UA | 2012 | nrg_110a | 0.083736
Imports | 3105 | 3105-Crude oil (without NGL) | KTOE | HR | 2009 | nrg_110a | 171.3574
Imports | 3105 | 3105-Crude oil (without NGL) | KTOE | IT | 2010 | nrg_110a | 3332.1443
Imports | 3105 | 3105-Crude oil (without NGL) | KTOE | NL | 2010 | nrg_110a | 2062.0995
Imports | 3270A | 3270A-Total fuel oil | KTOE | DE | 2012 | nrg_110a | 95.5218
Imports | 3270A | 3270A-Total fuel oil | KTOE | IS | 2012 | nrg_110a | 4.2412
Imports | 3270A | 3270A-Total fuel oil | KTOE | HU | 2010 | nrg_110a | 0.67826
Imports | 3270A | 3270A-Total fuel oil | KTOE | LU | 2010 | nrg_110a | 0.1591
Primary production | 5541 | 5541-Solid biofuels (excluding charcoal) | KTOE | DK | 2009 | nrg_110a | 61.2026
Primary production | 5541 | 5541-Solid biofuels (excluding charcoal) | KTOE | FI | 2011 | nrg_110a | 320.5372
Primary production | 5541 | 5541-Solid biofuels (excluding charcoal) | KTOE | IT | 2011 | nrg_110a | 199.9992
Primary production | 5541 | 5541-Solid biofuels (excluding charcoal) | KTOE | IE | 2014 | nrg_110a | 8.809
Primary production | 5541 | 5541-Solid biofuels (excluding charcoal) | KTOE | SI | 2012 | nrg_110a | 25.0873
Primary production | 5541 | 5541-Solid biofuels (excluding charcoal) | KTOE | UA | 2014 | nrg_110a | 99.7714
Imports | 5541 | 5541-Solid biofuels (excluding charcoal) | KTOE | IE | 2012 | nrg_110a | 0.64477
Imports | 5541 | 5541-Solid biofuels (excluding charcoal) | KTOE | IT | 2011 | nrg_110a | 61.9605
Imports | 5541 | 5541-Solid biofuels (excluding charcoal) | KTOE | MD | 2009 | nrg_110a | 0.0083736
Imports | 5541 | 5541-Solid biofuels (excluding charcoal) | KTOE | NL | 2010 | nrg_110a | 23.153
Imports | 3100 | 3100-Crude oil, feedstocks and other hydrocarbons | KTOE | UA | 2014 | nrg_102a | 8.181
Primary production | 3192 | 3192-Additives/Oxygenates | KTOE | IT | 2010 | nrg_102a | 20.1469
Imports | 3192 | 3192-Additives/Oxygenates | KTOE | BG | 2013 | nrg_102a | 0.65733
Imports | 3192 | 3192-Additives/Oxygenates | KTOE | SK | 2010 | nrg_102a | 0.087923
Imports | 5541 | 5541-Solid biofuels (excluding charcoal) | KTOE | XK | 2014 | nrg_107a | 0.10048
Primary production | 5541 | 5541-Solid biofuels (excluding charcoal) | KTOE | MK | 2009 | nrg_107a | 8.135
Imports | 5541 | 5541-Solid biofuels (excluding charcoal) | KTOE | DK | 2009 | nrg_107a | 24.049
Imports | 3192 | 3192-Additives/Oxygenates | KTOE | UK | 2014 | nrg_110a | 3.4332
Imports | 3192 | 3192-Additives/Oxygenates | KTOE | UA | 2012 | nrg_110a | 2.219
Imports | 5541 | 5541-Solid biofuels (excluding charcoal) | KTOE | FI | 2013 | nrg_110a | 3.094
Consumption in Coal Mines | 5541 | 5541-Solid biofuels (excluding charcoal) | KTOE | UA | 2010 | nrg_110a | 0.062802
Primary production | 5541 | 5541-Solid biofuels (excluding charcoal) | KTOE | SI | 2012 | nrg_107a | 25.0873
Imports | 3192 | 3192-Additives/Oxygenates | KTOE | PL | 2013 | nrg_102a | 2.6502
Imports | 3192 | 3192-Additives/Oxygenates | KTOE | PL | 2013 | nrg_110a | 2.6502
Imports | 5541 | 5541-Solid biofuels (excluding charcoal) | KTOE | AT | 2012 | nrg_110a | 20.239
Imports | 3100 | 3100-Crude oil, feedstocks and other hydrocarbons | KTOE | BG | 2010 | nrg_102a | 247.8334
Primary production | 3100 | 3100-Crude oil, feedstocks and other hydrocarbons | KTOE | RO | 2009 | nrg_102a | 197.0266
Imports | 3192 | 3192-Additives/Oxygenates | KTOE | RS | 2009 | nrg_102a | 0.33494
Imports | 3192 | 3192-Additives/Oxygenates | KTOE | SE | 2009 | nrg_102a | 0.041868
Imports | 5541 | 5541-Solid biofuels (excluding charcoal) | KTOE | RS | 2012 | nrg_107a | 0.41868
Imports | 5541 | 5541-Solid biofuels (excluding charcoal) | KTOE | CY | 2012 | nrg_107a | 0.12142
Imports | 3192 | 3192-Additives/Oxygenates | KTOE | BG | 2012 | nrg_110a | 0.73688
Primary production | 5541 | 5541-Solid biofuels (excluding charcoal) | KTOE | PT | 2012 | nrg_110a | 106.5624
Imports | 5541 | 5541-Solid biofuels (excluding charcoal) | KTOE | RS | 2011 | nrg_110a | 0.42287
Imports | 3100 | 3100-Crude oil, feedstocks and other hydrocarbons | KTOE | MK | 2012 | nrg_102a | 10.3372
Primary production | 5541 | 5541-Solid biofuels (excluding charcoal) | KTOE | AL | 2013 | nrg_107a | 8.4364
Primary production | 5541 | 5541-Solid biofuels (excluding charcoal) | KTOE | HR | 2013 | nrg_107a | 61.3241
Primary production | 5541 | 5541-Solid biofuels (excluding charcoal) | KTOE | FR | 2010 | nrg_107a | 430.717
Primary production | 5541 | 5541-Solid biofuels (excluding charcoal) | KTOE | LV | 2013 | nrg_107a | 73.336
Imports | 3192 | 3192-Additives/Oxygenates | KTOE | RO | 2014 | nrg_110a | 6.1797
Primary production | 5541 | 5541-Solid biofuels (excluding charcoal) | KTOE | HR | 2010 | nrg_110a | 56.0571
Primary production | 5541 | 5541-Solid biofuels (excluding charcoal) | KTOE | HU | 2011 | nrg_110a | 59.8461
Primary production | 5541 | 5541-Solid biofuels (excluding charcoal) | KTOE | MD | 2014 | nrg_110a | 12.2757
Primary production | 5541 | 5541-Solid biofuels (excluding charcoal) | KTOE | ME | 2010 | nrg_110a | 9.5668
Imports | 5541 | 5541-Solid biofuels (excluding charcoal) | KTOE | RO | 2009 | nrg_110a | 0.14654
Consumption in Coal Mines | 5541 | 5541-Solid biofuels (excluding charcoal) | KTOE | PL | 2013 | nrg_110a | 0.046055
Consumption in Oil and gas extraction | 3100 | 3100-Crude oil, feedstocks and other hydrocarbons | KTOE | UA | 2009 | nrg_102a | 0.083736
Imports | 3100 | 3100-Crude oil, feedstocks and other hydrocarbons | KTOE | DE | 2010 | nrg_102a | 3864.8769
Imports | 3100 | 3100-Crude oil, feedstocks and other hydrocarbons | KTOE | CZ | 2009 | nrg_102a | 306.5784
Imports | 3100 | 3100-Crude oil, feedstocks and other hydrocarbons | KTOE | LT | 2014 | nrg_102a | 339.0806
Imports | 3100 | 3100-Crude oil, feedstocks and other hydrocarbons | KTOE | IE | 2014 | nrg_102a | 113.0478
Imports | 3100 | 3100-Crude oil, feedstocks and other hydrocarbons | KTOE | NL | 2013 | nrg_102a | 2244.1081
Primary production | 3100 | 3100-Crude oil, feedstocks and other hydrocarbons | KTOE | FI | 2012 | nrg_102a | 2.9768
Primary production | 3100 | 3100-Crude oil, feedstocks and other hydrocarbons | KTOE | EL | 2013 | nrg_102a | 2.9517
Imports | 3100 | 3100-Crude oil, feedstocks and other hydrocarbons | KTOE | TR | 2012 | nrg_102a | 856.0206
Primary production | 3192 | 3192-Additives/Oxygenates | KTOE | CZ | 2010 | nrg_102a | 3.7932
Primary production | 3192 | 3192-Additives/Oxygenates | KTOE | RO | 2014 | nrg_102a | 0.36844
Primary production | 3192 | 3192-Additives/Oxygenates | KTOE | UA | 2010 | nrg_102a | 0.29308
Primary production | 5547 | 5547-Biodiesels | KTOE | PL | 2009 | nrg_107a | 13.9797
Primary production | 5547 | 5547-Biodiesels | KTOE | RO | 2010 | nrg_107a | 0.45217
Imports | 2121 | 2121-Coke Oven Coke | KTOE | BG | 2012 | nrg_110a | 1.8799
Imports | 2121 | 2121-Coke Oven Coke | KTOE | RO | 2014 | nrg_110a | 21.0345
Imports | 3286 | 3286-Paraffin Waxes | KTOE | RO | 2014 | nrg_110a | 0.25121
Imports | 3286 | 3286-Paraffin Waxes | KTOE | PT | 2014 | nrg_110a | 0.20097
Imports | 5547 | 5547-Biodiesels | KTOE | CY | 2011 | nrg_110a | 0.4438
Imports | 2100 | 2100-Hard coal and derivatives | KTOE | EE | 2014 | nrg_101a | 2.2274
Imports | 2100 | 2100-Hard coal and derivatives | KTOE | RO | 2014 | nrg_101a | 38.3385
Transformation input in Patent Fuel Plants | 2100 | 2100-Hard coal and derivatives | KTOE | UK | 2014 | nrg_101a | 6.5816
Transformation output from Patent Fuel Plants | 2100 | 2100-Hard coal and derivatives | KTOE | UA | 2014 | nrg_101a | 2.1101
Transformation output from Patent Fuel Plants | 2100 | 2100-Hard coal and derivatives | KTOE | UK | 2010 | nrg_101a | 9.3156
Transformation output from Coke Ovens | 2100 | 2100-Hard coal and derivatives | KTOE | ES | 2012 | nrg_101a | 52.1173
Transformation output from Coke Ovens | 2100 | 2100-Hard coal and derivatives | KTOE | IT | 2010 | nrg_101a | 117.1341
Transformation input in Coke Ovens | 2121 | 2121-Coke Oven Coke | KTOE | HU | 2014 | nrg_101a | 0.17166
Transformation output from Coke Ovens | 2121 | 2121-Coke Oven Coke | KTOE | FR | 2012 | nrg_101a | 91.3434
Imports | 2410 | 2410-Oil shale and oil sands | KTOE | EE | 2009 | nrg_101a | 0.18422
Consumption in Coal Mines | 2410 | 2410-Oil shale and oil sands | KTOE | EE | 2013 | nrg_101a | 0.075362
Primary production | 5540 | 5540-Biomass and renewable wastes | KTOE | AT | 2009 | nrg_107a | 187.7696
Primary production | 5540 | 5540-Biomass and renewable wastes | KTOE | HR | 2011 | nrg_107a | 59.5865
Primary production | 5540 | 5540-Biomass and renewable wastes | KTOE | MD | 2011 | nrg_107a | 8.9974
Primary production | 5540 | 5540-Biomass and renewable wastes | KTOE | ME | 2012 | nrg_107a | 7.8921
Imports | 5540 | 5540-Biomass and renewable wastes | KTOE | MT | 2011 | nrg_107a | 0.079549
Imports | 5547 | 5547-Biodiesels | KTOE | MT | 2012 | nrg_107a | 0.087923
Primary production | 5547 | 5547-Biodiesels | KTOE | AT | 2009 | nrg_107a | 9.7971
Primary production | 5547 | 5547-Biodiesels | KTOE | MK | 2009 | nrg_107a | 0.020934
Primary production | 5547 | 5547-Biodiesels | KTOE | UK | 2014 | nrg_107a | 5.3089
Transformation output from Coke Ovens | 2121 | 2121-Coke Oven Coke | KTOE | ES | 2014 | nrg_110a | 43.974
Transformation output from Coke Ovens | 2121 | 2121-Coke Oven Coke | KTOE | FI | 2010 | nrg_110a | 23.5675
Transformation output from Coke Ovens | 2121 | 2121-Coke Oven Coke | KTOE | IT | 2012 | nrg_110a | 119.2443
Consumption in Coal Mines | 2410 | 2410-Oil shale and oil sands | KTOE | EE | 2010 | nrg_110a | 0.046055
Imports | 3286 | 3286-Paraffin Waxes | KTOE | ES | 2013 | nrg_110a | 0.762
Imports | 3286 | 3286-Paraffin Waxes | KTOE | MK | 2010 | nrg_110a | 0.041868
Primary production | 5547 | 5547-Biodiesels | KTOE | LV | 2009 | nrg_110a | 1.6705
Primary production | 2100 | 2100-Hard coal and derivatives | KTOE | BG | 2011 | nrg_101a | 0.20934
Primary production | 2100 | 2100-Hard coal and derivatives | KTOE | DE | 2012 | nrg_101a | 316.8277
Imports | 2100 | 2100-Hard coal and derivatives | KTOE | DE | 2014 | nrg_101a | 1554.3369
Imports | 2100 | 2100-Hard coal and derivatives | KTOE | CZ | 2011 | nrg_101a | 87.3073
Imports | 2100 | 2100-Hard coal and derivatives | KTOE | IE | 2014 | nrg_101a | 50.3128
Imports | 2100 | 2100-Hard coal and derivatives | KTOE | FR | 2014 | nrg_101a | 381.9199
Transformation input in Coke Ovens | 2100 | 2100-Hard coal and derivatives | KTOE | FR | 2014 | nrg_101a | 137.1889
Transformation input in Coke Ovens | 2100 | 2100-Hard coal and derivatives | KTOE | NL | 2010 | nrg_101a | 84.0626
Transformation input in Coke Ovens | 2100 | 2100-Hard coal and derivatives | KTOE | PL | 2010 | nrg_101a | 384.9595
Transformation input in Coke Ovens | 2100 | 2100-Hard coal and derivatives | KTOE | TR | 2013 | nrg_101a | 174.4891
Transformation input in Coke Ovens | 2100 | 2100-Hard coal and derivatives | KTOE | UK | 2010 | nrg_101a | 164.7296
Transformation input in Gas Works | 2100 | 2100-Hard coal and derivatives | KTOE | UA | 2009 | nrg_101a | 1.3398
Transformation output from Coke Ovens | 2100 | 2100-Hard coal and derivatives | KTOE | PL | 2013 | nrg_101a | 281.6125
Transformation output from Coke Ovens | 2100 | 2100-Hard coal and derivatives | KTOE | SE | 2011 | nrg_101a | 34.8551
Imports | 2118 | 2118-Sub-bituminous Coal | KTOE | IT | 2014 | nrg_101a | 8.9472
Primary production | 2118 | 2118-Sub-bituminous Coal | KTOE | ES | 2011 | nrg_101a | 31.5434
Imports | 2121 | 2121-Coke Oven Coke | KTOE | HU | 2009 | nrg_101a | 0.17166
Imports | 2121 | 2121-Coke Oven Coke | KTOE | FR | 2014 | nrg_101a | 23.0274
Imports | 2121 | 2121-Coke Oven Coke | KTOE | IS | 2010 | nrg_101a | 0.71176
Imports | 2121 | 2121-Coke Oven Coke | KTOE | LU | 2011 | nrg_101a | 0.029308
Imports | 2121 | 2121-Coke Oven Coke | KTOE | NL | 2012 | nrg_101a | 6.6403
Imports | 2121 | 2121-Coke Oven Coke | KTOE | TR | 2013 | nrg_101a | 15.1353
Transformation output from Coke Ovens | 2121 | 2121-Coke Oven Coke | KTOE | SK | 2009 | nrg_101a | 44.8323
Primary production | 3193 | 3193-Other hydrocarbons | KTOE | HU | 2012 | nrg_102a | 2.7214
Imports | 3286 | 3286-Paraffin Waxes | KTOE | DE | 2010 | nrg_102a | 15.3362
Imports | 3286 | 3286-Paraffin Waxes | KTOE | IE | 2014 | nrg_102a | 0.3182
Primary production | 5540 | 5540-Biomass and renewable wastes | KTOE | SE | 2011 | nrg_107a | 431.2153
Imports | 3283 | 3283-Bitumen | KTOE | AT | 2011 | nrg_110a | 12.1627
Imports | 3283 | 3283-Bitumen | KTOE | PL | 2013 | nrg_110a | 12.439
Imports | 3283 | 3283-Bitumen | KTOE | BG | 2009 | nrg_102a | 0.18841
Imports | 3283 | 3283-Bitumen | KTOE | RO | 2012 | nrg_102a | 19.6905
Imports | 3283 | 3283-Bitumen | KTOE | PL | 2009 | nrg_102a | 10.3749
Imports | 3283 | 3283-Bitumen | KTOE | SE | 2009 | nrg_110a | 3.5504
Imports | 3283 | 3283-Bitumen | KTOE | EE | 2012 | nrg_102a | 2.847
Imports | 5546 | 5546-Biogasoline | KTOE | ES | 2014 | nrg_107a | 0.64895
Imports | 3283 | 3283-Bitumen | KTOE | EE | 2011 | nrg_110a | 2.9643
Imports | 3283 | 3283-Bitumen | KTOE | MK | 2013 | nrg_110a | 1.9887
Imports | 3283 | 3283-Bitumen | KTOE | CZ | 2010 | nrg_102a | 8.562
Imports | 3283 | 3283-Bitumen | KTOE | LU | 2012 | nrg_102a | 1.2853
Imports | 3283 | 3283-Bitumen | KTOE | LT | 2012 | nrg_102a | 1.637
Imports | 3283 | 3283-Bitumen | KTOE | MT | 2013 | nrg_102a | 0.079549
Primary production | 5546 | 5546-Biogasoline | KTOE | BE | 2013 | nrg_107a | 6.4979
Primary production | 5546 | 5546-Biogasoline | KTOE | DE | 2013 | nrg_107a | 16.9858
Primary production | 5546 | 5546-Biogasoline | KTOE | HU | 2013 | nrg_107a | 7.5362
Primary production | 5546 | 5546-Biogasoline | KTOE | SE | 2012 | nrg_107a | 8.6416
Primary production | 5546 | 5546-Biogasoline | KTOE | RO | 2009 | nrg_107a | 0.11723
Imports | 3283 | 3283-Bitumen | KTOE | IS | 2014 | nrg_110a | 0.35169
Imports | 3283 | 3283-Bitumen | KTOE | LU | 2010 | nrg_110a | 0.84573
Primary production | 5546 | 5546-Biogasoline | KTOE | DE | 2009 | nrg_110a | 15.5037
Primary production | 5546 | 5546-Biogasoline | KTOE | CZ | 2013 | nrg_110a | 2.8219
Primary production | 5546 | 5546-Biogasoline | KTOE | HU | 2009 | nrg_110a | 1.7333
Primary production | 5546 | 5546-Biogasoline | KTOE | UK | 2012 | nrg_110a | 3.2741
Imports | 5546 | 5546-Biogasoline | KTOE | CZ | 2012 | nrg_110a | 0.46892
Imports | 5546 | 5546-Biogasoline | KTOE | DE | 2010 | nrg_110a | 17.7102
Imports | 5546 | 5546-Biogasoline | KTOE | FR | 2013 | nrg_110a | 2.1771
Imports | 5546 | 5546-Biogasoline | KTOE | IE | 2013 | nrg_110a | 1.21
Imports | 5546 | 5546-Biogasoline | KTOE | SK | 2010 | nrg_110a | 0.64058
Imports | 3283 | 3283-Bitumen | KTOE | FI | 2011 | nrg_102a | 3.4332
Imports | 3283 | 3283-Bitumen | KTOE | UK | 2012 | nrg_102a | 8.7755
Imports | 3283 | 3283-Bitumen | KTOE | SI | 2009 | nrg_102a | 4.8734
Primary production | 5546 | 5546-Biogasoline | KTOE | IT | 2012 | nrg_107a | 2.42
Imports | 5546 | 5546-Biogasoline | KTOE | BE | 2011 | nrg_107a | 0.18422
Imports | 5546 | 5546-Biogasoline | KTOE | FI | 2010 | nrg_107a | 3.2573
Imports | 5546 | 5546-Biogasoline | KTOE | UK | 2009 | nrg_107a | 5.1958
Imports | 3283 | 3283-Bitumen | KTOE | DK | 2011 | nrg_110a | 9.8725
Imports | 3283 | 3283-Bitumen | KTOE | FI | 2012 | nrg_110a | 4.639
Imports | 3283 | 3283-Bitumen | KTOE | UK | 2013 | nrg_110a | 26.3182
Imports | 5546 | 5546-Biogasoline | KTOE | BE | 2009 | nrg_110a | 0.087923
Imports | 5546 | 5546-Biogasoline | KTOE | AT | 2010 | nrg_110a | 1.8841
Imports | 5546 | 5546-Biogasoline | KTOE | FI | 2013 | nrg_110a | 2.3781
Primary production | 55431 | 55431-Municipal waste (renewable) | KTOE | HU | 2011 | nrg_110a | 1.7417
Imports | 2130 | 2130-Coal Tar | KTOE | BE | 2014 | nrg_101a | 6.7114
Transformation output from Coke Ovens | 2130 | 2130-Coal Tar | KTOE | BE | 2013 | nrg_101a | 2.1855
Transformation output from Coke Ovens | 2130 | 2130-Coal Tar | KTOE | TR | 2014 | nrg_101a | 6.2969
Consumption in Coke Ovens | 2130 | 2130-Coal Tar | KTOE | ES | 2010 | nrg_101a | 3.0145
Primary production | 2200 | 2200-Lignite and Derivatives | KTOE | LT | 2012 | nrg_101a | 0.71594
Imports | 2200 | 2200-Lignite and Derivatives | KTOE | SI | 2013 | nrg_101a | 2.0934
Consumption in Coal Mines | 2200 | 2200-Lignite and Derivatives | KTOE | BG | 2012 | nrg_101a | 0.058615
Consumption in Coal Mines | 2200 | 2200-Lignite and Derivatives | KTOE | CZ | 2014 | nrg_101a | 10.8689
Consumption in Coal Mines | 2200 | 2200-Lignite and Derivatives | KTOE | UA | 2010 | nrg_101a | 0.020934
Transformation output from BKB / PB Plants | 2200 | 2200-Lignite and Derivatives | KTOE | BG | 2011 | nrg_101a | 17.1198
Transformation output from BKB / PB Plants | 2200 | 2200-Lignite and Derivatives | KTOE | IE | 2013 | nrg_101a | 4.7981
Imports | 3244 | 3244-Other kerosene | KTOE | FI | 2010 | nrg_102a | 28.5456
Imports | 3244 | 3244-Other kerosene | KTOE | UK | 2011 | nrg_102a | 27.2603
Primary production | 5534 | 5534-Solar photovoltaic | KTOE | LU | 2010 | nrg_107a | 0.075362
Primary production | 55431 | 55431-Municipal waste (renewable) | KTOE | LU | 2012 | nrg_107a | 0.45636
Primary production | 55431 | 55431-Municipal waste (renewable) | KTOE | NO | 2011 | nrg_107a | 7.1636
Imports | 5545 | 5545-Liquid biofuels | KTOE | DK | 2013 | nrg_107a | 11.0448
Imports | 5545 | 5545-Liquid biofuels | KTOE | FI | 2012 | nrg_107a | 9.1272
Imports | 5545 | 5545-Liquid biofuels | KTOE | UA | 2013 | nrg_107a | 0.13816
Imports | 5545 | 5545-Liquid biofuels | KTOE | UK | 2014 | nrg_107a | 38.4809
Primary production | 5545 | 5545-Liquid biofuels | KTOE | MK | 2012 | nrg_107a | 0.033494
Imports | 5545 | 5545-Liquid biofuels | KTOE | BE | 2012 | nrg_107a | 3.6718
Transformation output from Coke Ovens | 2130 | 2130-Coal Tar | KTOE | UK | 2011 | nrg_110a | 6.0709
Imports | 3244 | 3244-Other kerosene | KTOE | UK | 2014 | nrg_110a | 27.0802
Primary production | 5534 | 5534-Solar photovoltaic | KTOE | NL | 2009 | nrg_110a | 0.16329
Primary production | 55431 | 55431-Municipal waste (renewable) | KTOE | IT | 2013 | nrg_110a | 34.65
Primary production | 55431 | 55431-Municipal waste (renewable) | KTOE | LU | 2014 | nrg_110a | 0.43124
Primary production | 55431 | 55431-Municipal waste (renewable) | KTOE | SK | 2013 | nrg_107a | 0.64895
Primary production | 2200 | 2200-Lignite and Derivatives | KTOE | UA | 2012 | nrg_101a | 4.4589
Imports | 2200 | 2200-Lignite and Derivatives | KTOE | AT | 2013 | nrg_101a | 0.44799
Transformation input in BKB / PB Plants | 2200 | 2200-Lignite and Derivatives | KTOE | RS | 2009 | nrg_101a | 9.5166
Imports | 3244 | 3244-Other kerosene | KTOE | PL | 2009 | nrg_102a | 0.041868
Primary production | 5534 | 5534-Solar photovoltaic | KTOE | PL | 2012 | nrg_107a | 0.0041868
Imports | 5545 | 5545-Liquid biofuels | KTOE | NO | 2009 | nrg_107a | 3.9942
Primary production | 5545 | 5545-Liquid biofuels | KTOE | NO | 2012 | nrg_107a | 2.6251
Imports | 3244 | 3244-Other kerosene | KTOE | NO | 2009 | nrg_110a | 0.73269
Imports | 2130 | 2130-Coal Tar | KTOE | CZ | 2009 | nrg_101a | 10.3665
Transformation input in Coke Ovens | 2200 | 2200-Lignite and Derivatives | KTOE | DE | 2009 | nrg_101a | 5.2084
Imports | 3244 | 3244-Other kerosene | KTOE | CY | 2013 | nrg_102a | 0.52754
Primary production | 5534 | 5534-Solar photovoltaic | KTOE | PT | 2010 | nrg_107a | 0.762
Primary production | 5534 | 5534-Solar photovoltaic | KTOE | RO | 2013 | nrg_107a | 1.5114
Primary production | 5545 | 5545-Liquid biofuels | KTOE | PL | 2011 | nrg_107a | 17.6222
Imports | 3244 | 3244-Other kerosene | KTOE | CY | 2010 | nrg_110a | 0.35169
Transformation output from Coke Ovens | 2130 | 2130-Coal Tar | KTOE | FR | 2012 | nrg_101a | 3.6928
Primary production | 2200 | 2200-Lignite and Derivatives | KTOE | AL | 2009 | nrg_101a | 0.10048
Primary production | 2200 | 2200-Lignite and Derivatives | KTOE | XK | 2011 | nrg_101a | 64.7028
Consumption in BKB / PB Plants | 2200 | 2200-Lignite and Derivatives | KTOE | IE | 2013 | nrg_101a | 0.61546
Primary production | 5534 | 5534-Solar photovoltaic | KTOE | UK | 2014 | nrg_107a | 14.5784
Primary production | 5535 | 5535-Tide, Wave and Ocean | KTOE | UK | 2010 | nrg_107a | 0.0083736
Imports | 5545 | 5545-Liquid biofuels | KTOE | RO | 2014 | nrg_107a | 4.2287
Imports | 5545 | 5545-Liquid biofuels | KTOE | PT | 2010 | nrg_107a | 0.64895
Primary production | 5545 | 5545-Liquid biofuels | KTOE | AT | 2009 | nrg_107a | 13.6783
Imports | 2130 | 2130-Coal Tar | KTOE | NL | 2009 | nrg_110a | 1.6957
Transformation output from Coke Ovens | 2130 | 2130-Coal Tar | KTOE | ES | 2010 | nrg_110a | 3.0145
Imports | 3244 | 3244-Other kerosene | KTOE | NL | 2012 | nrg_110a | 9.2654
Primary production | 5534 | 5534-Solar photovoltaic | KTOE | AT | 2013 | nrg_110a | 2.0976
Primary production | 5534 | 5534-Solar photovoltaic | KTOE | HU | 2014 | nrg_110a | 0.20097
Primary production | 5534 | 5534-Solar photovoltaic | KTOE | UA | 2010 | nrg_110a | 0.0041868
Primary production | 55431 | 55431-Municipal waste (renewable) | KTOE | AT | 2011 | nrg_110a | 5.7945
Transformation output from Coke Ovens | 2130 | 2130-Coal Tar | KTOE | SK | 2009 | nrg_101a | 2.1855
Primary production | 2200 | 2200-Lignite and Derivatives | KTOE | DE | 2010 | nrg_101a | 1534.793
Primary production | 2200 | 2200-Lignite and Derivatives | KTOE | BG | 2013 | nrg_101a | 200.1039
Primary production | 5532 | 5532-Solar thermal | KTOE | DK | 2011 | nrg_110a | 0.73688
Primary production | 5532 | 5532-Solar thermal | KTOE | EL | 2012 | nrg_110a | 7.7205
Primary production | 5532 | 5532-Solar thermal | KTOE | IE | 2010 | nrg_110a | 0.31401
Primary production | 5532 | 5532-Solar thermal | KTOE | IT | 2013 | nrg_110a | 7.0422
Primary production | 5532 | 5532-Solar thermal | KTOE | XK | 2013 | nrg_110a | 0.01256
Primary production | 5532 | 5532-Solar thermal | KTOE | UK | 2009 | nrg_110a | 1.39
Imports | 2230 | 2230-BKB (brown coal briquettes) | KTOE | DK | 2011 | nrg_101a | 0.020934
Primary production | 2310 | 2310-Peat | KTOE | LT | 2011 | nrg_101a | 0.49404
Primary production | 2310 | 2310-Peat | KTOE | LV | 2011 | nrg_101a | 0.0083736
Imports | 3281 | 3281-White Spirit and SBP | KTOE | BE | 2011 | nrg_102a | 0.43543
Imports | 3282 | 3282-Lubricants | KTOE | BE | 2009 | nrg_102a | 14.9511
Imports | 3282 | 3282-Lubricants | KTOE | FR | 2013 | nrg_102a | 34.315
Imports | 3282 | 3282-Lubricants | KTOE | UK | 2011 | nrg_102a | 21.3359
Imports | 3281 | 3281-White Spirit and SBP | KTOE | UK | 2010 | nrg_102a | 7.8921
Primary production | 5532 | 5532-Solar thermal | KTOE | LU | 2011 | nrg_107a | 0.062802
Consumption in Coal Mines | 2230 | 2230-BKB (brown coal briquettes) | KTOE | BG | 2011 | nrg_110a | 0.020934
Imports | 2230 | 2230-BKB (brown coal briquettes) | KTOE | AT | 2012 | nrg_110a | 0.46055
Imports | 2310 | 2310-Peat | KTOE | FI | 2011 | nrg_110a | 1.0509
Transformation output from BKB / PB Plants | 2230 | 2230-BKB (brown coal briquettes) | KTOE | BG | 2012 | nrg_110a | 19.8999
Primary production | 2310 | 2310-Peat | KTOE | LT | 2013 | nrg_110a | 0.9839
Transformation input in BKB / PB Plants | 2310 | 2310-Peat | KTOE | UA | 2011 | nrg_110a | 2.9098
Imports | 3282 | 3282-Lubricants | KTOE | SK | 2009 | nrg_110a | 1.9427
Primary production | 5532 | 5532-Solar thermal | KTOE | SK | 2014 | nrg_110a | 0.24283
Primary production | 5532 | 5532-Solar thermal | KTOE | SK | 2010 | nrg_107a | 0.18003
Primary production | 5532 | 5532-Solar thermal | KTOE | TR | 2011 | nrg_107a | 26.3768
Imports | 2230 | 2230-BKB (brown coal briquettes) | KTOE | PL | 2010 | nrg_101a | 0.10048
Imports | 3281 | 3281-White Spirit and SBP | KTOE | AL | 2013 | nrg_102a | 0.041868
Imports | 3282 | 3282-Lubricants | KTOE | PL | 2011 | nrg_102a | 8.1894
Imports | 3281 | 3281-White Spirit and SBP | KTOE | PL | 2014 | nrg_102a | 1.2225
Imports | 3281 | 3281-White Spirit and SBP | KTOE | NO | 2010 | nrg_102a | 0.56522
Transformation input in BKB / PB Plants | 2310 | 2310-Peat | KTOE | EE | 2013 | nrg_110a | 0.87923
Imports | 3281 | 3281-White Spirit and SBP | KTOE | NO | 2012 | nrg_110a | 0.56522
Imports | 3282 | 3282-Lubricants | KTOE | AT | 2014 | nrg_110a | 3.3871
Imports | 3282 | 3282-Lubricants | KTOE | PL | 2010 | nrg_110a | 6.3849
Imports | 2230 | 2230-BKB (brown coal briquettes) | KTOE | RS | 2014 | nrg_101a | 0.079549
Imports | 3281 | 3281-White Spirit and SBP | KTOE | BG | 2010 | nrg_102a | 0.35169
Imports | 3282 | 3282-Lubricants | KTOE | CY | 2012 | nrg_110a | 0.36006
Imports | 2310 | 2310-Peat | KTOE | RO | 2010 | nrg_101a | 0.32657
Imports | 3282 | 3282-Lubricants | KTOE | ES | 2011 | nrg_102a | 8.1475
Imports | 3282 | 3282-Lubricants | KTOE | EL | 2009 | nrg_102a | 0.33494
Imports | 3282 | 3282-Lubricants | KTOE | ME | 2009 | nrg_102a | 0.079549
Transformation output from BKB / PB Plants | 2230 | 2230-BKB (brown coal briquettes) | KTOE | RS | 2010 | nrg_110a | 11.1411
Imports | 2310 | 2310-Peat | KTOE | MK | 2011 | nrg_110a | 0.046055
Transformation input in BKB / PB Plants | 2310 | 2310-Peat | KTOE | FI | 2011 | nrg_110a | 0.78293
Transformation input in BKB / PB Plants | 2310 | 2310-Peat | KTOE | IE | 2012 | nrg_110a | 3.9649
Imports | 3282 | 3282-Lubricants | KTOE | EL | 2009 | nrg_110a | 0.33494
Imports | 3282 | 3282-Lubricants | KTOE | ES | 2009 | nrg_110a | 5.8364
Imports | 3282 | 3282-Lubricants | KTOE | MK | 2010 | nrg_110a | 0.32238
Primary production | 5532 | 5532-Solar thermal | KTOE | AT | 2013 | nrg_110a | 7.4441
Primary production | 5532 | 5532-Solar thermal | KTOE | HR | 2012 | nrg_110a | 0.29726
Primary production | 5532 | 5532-Solar thermal | KTOE | FR | 2009 | nrg_110a | 2.4116
Imports | 2230 | 2230-BKB (brown coal briquettes) | KTOE | HU | 2011 | nrg_101a | 0.2219
Imports | 2230 | 2230-BKB (brown coal briquettes) | KTOE | NL | 2014 | nrg_101a | 0.49823
Imports | 2230 | 2230-BKB (brown coal briquettes) | KTOE | SK | 2013 | nrg_101a | 1.0216
Consumption in Coal Mines | 2230 | 2230-BKB (brown coal briquettes) | KTOE | DE | 2014 | nrg_101a | 0.041868
Consumption in BKB / PB Plants | 2230 | 2230-BKB (brown coal briquettes) | KTOE | CZ | 2009 | nrg_101a | 0.1591
Primary production | 2310 | 2310-Peat | KTOE | UA | 2013 | nrg_101a | 4.5301
Imports | 3282 | 3282-Lubricants | KTOE | LT | 2013 | nrg_102a | 1.637
Imports | 3282 | 3282-Lubricants | KTOE | IT | 2012 | nrg_102a | 13.6071
Imports | 3282 | 3282-Lubricants | KTOE | HU | 2012 | nrg_102a | 1.2728
Imports | 3282 | 3282-Lubricants | KTOE | MD | 2014 | nrg_102a | 0.37681
Imports | 3282 | 3282-Lubricants | KTOE | NO | 2011 | nrg_102a | 1.7626
Imports | 3281 | 3281-White Spirit and SBP | KTOE | DE | 2010 | nrg_102a | 4.2329
Imports | 3281 | 3281-White Spirit and SBP | KTOE | IE | 2010 | nrg_102a | 0.087923
Imports | 3281 | 3281-White Spirit and SBP | KTOE | SK | 2009 | nrg_102a | 0.21771
Primary production | 5532 | 5532-Solar thermal | KTOE | SE | 2013 | nrg_107a | 0.46892
Primary production | 5532 | 5532-Solar thermal | KTOE | DE | 2010 | nrg_107a | 20.2683
Imports | 2000 | 2000-Solid fuels | KTOE | AT | 2013 | nrg_100a | 130.9715
Transformation input in Coke Ovens | 2000 | 2000-Solid fuels | KTOE | ES | 2011 | nrg_100a | 79.2896
Imports | 3000 | 3000-Total petroleum products | KTOE | PL | 2009 | nrg_100a | 1138.7468
Consumption in Oil and gas extraction | 3000 | 3000-Total petroleum products | KTOE | UA | 2010 | nrg_100a | 1.7501
Transformation input in Coke Ovens | 2000 | 2000-Solid fuels | KTOE | CZ | 2009 | nrg_101a | 88.3289
Primary production | 2000 | 2000-Solid fuels | KTOE | ME | 2012 | nrg_101a | 16.4499
Primary production | 2000 | 2000-Solid fuels | KTOE | LV | 2010 | nrg_101a | 0.10048
Primary production | 2000 | 2000-Solid fuels | KTOE | PL | 2010 | nrg_101a | 2305.9596
Primary production | 3000 | 3000-Total petroleum products | KTOE | MD | 2010 | nrg_102a | 0.43961
Imports | 3000 | 3000-Total petroleum products | KTOE | RS | 2013 | nrg_102a | 108.9447
Primary production | 2000 | 2000-Solid fuels | KTOE | ME | 2014 | nrg_110a | 15.2441
Primary production | 2000 | 2000-Solid fuels | KTOE | PL | 2013 | nrg_110a | 2379.5594
Imports | 2000 | 2000-Solid fuels | KTOE | BG | 2014 | nrg_110a | 40.9511
Imports | 3000 | 3000-Total petroleum products | KTOE | CY | 2014 | nrg_110a | 94.8645
Transformation input in Coke Ovens | 3000 | 3000-Total petroleum products | KTOE | DE | 2009 | nrg_110a | 22.5208
Consumption in Pipeline transport | 3000 | 3000-Total petroleum products | KTOE | UA | 2014 | nrg_110a | 0.20934
Primary production | 3000 | 3000-Total petroleum products | KTOE | PL | 2013 | nrg_100a | 39.7788
Primary production | 2000 | 2000-Solid fuels | KTOE | PL | 2012 | nrg_100a | 2407.6947
Primary production | 2000 | 2000-Solid fuels | KTOE | RO | 2013 | nrg_100a | 194.9625
Imports | 2000 | 2000-Solid fuels | KTOE | BG | 2011 | nrg_100a | 85.5196
Imports | 2000 | 2000-Solid fuels | KTOE | EE | 2014 | nrg_100a | 2.2274
Imports | 2000 | 2000-Solid fuels | KTOE | RS | 2014 | nrg_100a | 20.2516
Imports | 3000 | 3000-Total petroleum products | KTOE | BG | 2009 | nrg_100a | 324.1044
Imports | 3000 | 3000-Total petroleum products | KTOE | RO | 2010 | nrg_100a | 354.3749
Transformation output from Coke Ovens | 2000 | 2000-Solid fuels | KTOE | ES | 2012 | nrg_101a | 52.1173
Transformation output from Coke Ovens | 2000 | 2000-Solid fuels | KTOE | IT | 2010 | nrg_101a | 117.1341
Transformation output from Patent Fuel Plants | 2000 | 2000-Solid fuels | KTOE | UA | 2014 | nrg_101a | 2.1101
Primary production | 2000 | 2000-Solid fuels | KTOE | UA | 2012 | nrg_101a | 1639.5048
Imports | 2000 | 2000-Solid fuels | KTOE | ES | 2011 | nrg_101a | 398.5289
Imports | 2000 | 2000-Solid fuels | KTOE | PT | 2010 | nrg_101a | 68.2113
Consumption in Coal Mines | 2000 | 2000-Solid fuels | KTOE | EE | 2010 | nrg_101a | 0.046055
Consumption in Coal Mines | 2000 | 2000-Solid fuels | KTOE | PL | 2011 | nrg_101a | 2.6335
Consumption in Coke Ovens | 2000 | 2000-Solid fuels | KTOE | FR | 2009 | nrg_101a | 0.11304
Consumption in BKB / PB Plants | 2000 | 2000-Solid fuels | KTOE | IE | 2011 | nrg_101a | 0.48567
Primary production | 3000 | 3000-Total petroleum products | KTOE | AL | 2009 | nrg_102a | 23.153
Imports | 3000 | 3000-Total petroleum products | KTOE | EL | 2010 | nrg_102a | 1139.199
Imports | 3000 | 3000-Total petroleum products | KTOE | MK | 2012 | nrg_102a | 51.4055
Transformation input in Coke Ovens | 3000 | 3000-Total petroleum products | KTOE | SE | 2011 | nrg_102a | 0.64058
Consumption in Oil and gas extraction | 3000 | 3000-Total petroleum products | KTOE | HU | 2014 | nrg_102a | 0.51498
Consumption in Pipeline transport | 3000 | 3000-Total petroleum products | KTOE | PL | 2013 | nrg_102a | 0.041868
Consumption in Coal Mines | 2000 | 2000-Solid fuels | KTOE | EE | 2011 | nrg_110a | 0.5066
Primary production | 2000 | 2000-Solid fuels | KTOE | UA | 2013 | nrg_110a | 1604.4446
Primary production | 2000 | 2000-Solid fuels | KTOE | XK | 2011 | nrg_110a | 64.7028
Imports | 2000 | 2000-Solid fuels | KTOE | ES | 2009 | nrg_110a | 414.5644
Transformation input in Coke Ovens | 2000 | 2000-Solid fuels | KTOE | BE | 2014 | nrg_110a | 57.154
Transformation output from Patent Fuel Plants | 2000 | 2000-Solid fuels | KTOE | UK | 2012 | nrg_110a | 7.5614
Transformation output from Coke Ovens | 2000 | 2000-Solid fuels | KTOE | HU | 2010 | nrg_110a | 31.4261
Transformation output from Coke Ovens | 2000 | 2000-Solid fuels | KTOE | FR | 2014 | nrg_110a | 97.833
Imports | 3000 | 3000-Total petroleum products | KTOE | MK | 2009 | nrg_110a | 55.4835
Imports | 3000 | 3000-Total petroleum products | KTOE | PT | 2010 | nrg_110a | 640.5553
Primary production | 3000 | 3000-Total petroleum products | KTOE | HR | 2011 | nrg_110a | 29.5546
Primary production | 3000 | 3000-Total petroleum products | KTOE | UK | 2014 | nrg_110a | 1717.5845
Transformation input in Patent Fuel Plants | 3000 | 3000-Total petroleum products | KTOE | UK | 2014 | nrg_110a | 3.0899
Transformation output from Coke Ovens | 2000 | 2000-Solid fuels | KTOE | ES | 2010 | nrg_100a | 61.4706
Primary production | 3000 | 3000-Total petroleum products | KTOE | HR | 2013 | nrg_100a | 25.5227
Primary production | 3000 | 3000-Total petroleum products | KTOE | FR | 2012 | nrg_100a | 43.4422
Primary production | 3000 | 3000-Total petroleum products | KTOE | UA | 2013 | nrg_100a | 133.9022
Primary production | 2000 | 2000-Solid fuels | KTOE | AL | 2012 | nrg_100a | 0.050242
Primary production | 2000 | 2000-Solid fuels | KTOE | HU | 2009 | nrg_100a | 65.1466
Primary production | 2000 | 2000-Solid fuels | KTOE | XK | 2009 | nrg_100a | 67.0265
Imports | 2000 | 2000-Solid fuels | KTOE | MK | 2010 | nrg_100a | 5.715
Transformation input in Patent Fuel Plants | 2000 | 2000-Solid fuels | KTOE | UK | 2010 | nrg_100a | 6.075
Imports | 5540 | 5540-Biomass and renewable wastes | KTOE | DE | 2009 | nrg_107a | 32.7743
Imports | 5540 | 5540-Biomass and renewable wastes | KTOE | IT | 2010 | nrg_107a | 108.8401
Imports | 5540 | 5540-Biomass and renewable wastes | KTOE | MD | 2009 | nrg_107a | 0.0083736
Imports | 5547 | 5547-Biodiesels | KTOE | TR | 2013 | nrg_107a | 13.7997
Primary production | 5547 | 5547-Biodiesels | KTOE | CZ | 2011 | nrg_107a | 7.7749
Primary production | 5547 | 5547-Biodiesels | KTOE | ES | 2009 | nrg_107a | 27.3021
Primary production | 5547 | 5547-Biodiesels | KTOE | FI | 2012 | nrg_107a | 10.6303
Primary production | 5547 | 5547-Biodiesels | KTOE | IT | 2012 | nrg_107a | 10.6177
Primary production | 5547 | 5547-Biodiesels | KTOE | SI | 2012 | nrg_107a | 0.037681
Imports | 5547 | 5547-Biodiesels | KTOE | CZ | 2014 | nrg_107a | 5.3759
Imports | 5547 | 5547-Biodiesels | KTOE | LT | 2014 | nrg_107a | 1.4947
Imports | 2118 | 2118-Sub-bituminous Coal | KTOE | IT | 2010 | nrg_110a | 7.419
Imports | 2118 | 2118-Sub-bituminous Coal | KTOE | LT | 2011 | nrg_110a | 0.86248
Imports | 2121 | 2121-Coke Oven Coke | KTOE | IT | 2014 | nrg_110a | 34.629
Imports | 2121 | 2121-Coke Oven Coke | KTOE | LU | 2014 | nrg_110a | 0.029308
Imports | 2121 | 2121-Coke Oven Coke | KTOE | LT | 2011 | nrg_110a | 0.51498
Imports | 2121 | 2121-Coke Oven Coke | KTOE | SK | 2010 | nrg_110a | 17.3836
Transformation input in Coke Ovens | 2121 | 2121-Coke Oven Coke | KTOE | PL | 2012 | nrg_110a | 2.3655
Transformation input in Gas Works | 2121 | 2121-Coke Oven Coke | KTOE | UA | 2010 | nrg_110a | 1.7375
Transformation output from Coke Ovens | 2121 | 2121-Coke Oven Coke | KTOE | SE | 2013 | nrg_110a | 30.752
Transformation output from Coke Ovens | 2121 | 2121-Coke Oven Coke | KTOE | TR | 2014 | nrg_110a | 125.0597
Imports | 3193 | 3193-Other hydrocarbons | KTOE | LV | 2012 | nrg_110a | 0.27633
Primary production | 5547 | 5547-Biodiesels | KTOE | CZ | 2012 | nrg_110a | 6.3891
Primary production | 5547 | 5547-Biodiesels | KTOE | CY | 2013 | nrg_110a | 0.066989
Primary production | 5547 | 5547-Biodiesels | KTOE | FI | 2011 | nrg_110a | 8.4113
Primary production | 5547 | 5547-Biodiesels | KTOE | IE | 2014 | nrg_110a | 1.0132
Primary production | 5547 | 5547-Biodiesels | KTOE | HU | 2011 | nrg_110a | 5.3172
Primary production | 5547 | 5547-Biodiesels | KTOE | SE | 2009 | nrg_110a | 6.791
Primary production | 2100 | 2100-Hard coal and derivatives | KTOE | IT | 2009 | nrg_101a | 1.9134
Imports | 2100 | 2100-Hard coal and derivatives | KTOE | BE | 2012 | nrg_101a | 155.1168
Transformation input in BKB / PB Plants | 2100 | 2100-Hard coal and derivatives | KTOE | BG | 2014 | nrg_101a | 0.26796
Transformation input in Coke Ovens | 2100 | 2100-Hard coal and derivatives | KTOE | CZ | 2012 | nrg_101a | 95.7605
Transformation output from Coke Ovens | 2100 | 2100-Hard coal and derivatives | KTOE | AT | 2011 | nrg_101a | 39.5234
Primary production | 2100 | 2100-Hard coal and derivatives | KTOE | TR | 2014 | nrg_101a | 64.0162
Primary production | 5547 | 5547-Biodiesels | KTOE | TR | 2010 | nrg_110a | 0.29726
Primary production | 2118 | 2118-Sub-bituminous Coal | KTOE | TR | 2012 | nrg_101a | 23.7224
Imports | 2100 | 2100-Hard coal and derivatives | KTOE | AL | 2013 | nrg_101a | 2.7758
Transformation input in Coke Ovens | 2100 | 2100-Hard coal and derivatives | KTOE | ES | 2012 | nrg_101a | 69.6474
Imports | 2121 | 2121-Coke Oven Coke | KTOE | PL | 2010 | nrg_101a | 3.9063
Imports | 2121 | 2121-Coke Oven Coke | KTOE | NO | 2012 | nrg_101a | 13.3685
Imports | 5540 | 5540-Biomass and renewable wastes | KTOE | AT | 2009 | nrg_107a | 34.964
Imports | 2121 | 2121-Coke Oven Coke | KTOE | NO | 2014 | nrg_110a | 12.9665
Imports | 2121 | 2121-Coke Oven Coke | KTOE | PL | 2012 | nrg_110a | 3.9314
Transformation input in Coke Ovens | 2410 | 2410-Oil shale and oil sands | KTOE | EE | 2010 | nrg_110a | 0.90016
Imports | 5547 | 5547-Biodiesels | KTOE | PL | 2012 | nrg_110a | 6.9668
Imports | 3286 | 3286-Paraffin Waxes | KTOE | RO | 2009 | nrg_102a | 0.062802
Primary production | 5540 | 5540-Biomass and renewable wastes | KTOE | FR | 2012 | nrg_107a | 558.7578
Primary production | 5540 | 5540-Biomass and renewable wastes | KTOE | RO | 2009 | nrg_107a | 163.8965
Imports | 5540 | 5540-Biomass and renewable wastes | KTOE | BG | 2012 | nrg_107a | 4.0738
Primary production | 5547 | 5547-Biodiesels | KTOE | FR | 2012 | nrg_107a | 81.4207
Primary production | 5547 | 5547-Biodiesels | KTOE | HR | 2009 | nrg_107a | 0.23446
Primary production | 5547 | 5547-Biodiesels | KTOE | PT | 2011 | nrg_107a | 13.5276
Imports | 2121 | 2121-Coke Oven Coke | KTOE | RS | 2010 | nrg_110a | 22.571
Primary production | 5547 | 5547-Biodiesels | KTOE | PT | 2009 | nrg_110a | 9.2863
Imports | 5547 | 5547-Biodiesels | KTOE | BG | 2012 | nrg_110a | 3.4709
Primary production | 2100 | 2100-Hard coal and derivatives | KTOE | UA | 2012 | nrg_101a | 1635.0459
Imports | 2100 | 2100-Hard coal and derivatives | KTOE | ES | 2014 | nrg_101a | 399.0062
Imports | 2100 | 2100-Hard coal and derivatives | KTOE | MK | 2011 | nrg_101a | 5.4387
Transformation input in Coke Ovens | 2100 | 2100-Hard coal and derivatives | KTOE | AT | 2009 | nrg_101a | 49.0693
Transformation input in Coke Ovens | 2100 | 2100-Hard coal and derivatives | KTOE | SE | 2014 | nrg_101a | 43.7102
Consumption in Coal Mines | 2100 | 2100-Hard coal and derivatives | KTOE | HU | 2010 | nrg_101a | 0.066989
Consumption in Coal Mines | 2100 | 2100-Hard coal and derivatives | KTOE | PL | 2010 | nrg_101a | 1.7333
Transformation output from Coke Ovens | 2100 | 2100-Hard coal and derivatives | KTOE | HU | 2013 | nrg_101a | 28.3698
Imports | 2121 | 2121-Coke Oven Coke | KTOE | ES | 2012 | nrg_101a | 4.7897
Primary production | 5532 | 5532-Solar thermal | KTOE | EL | 2009 | nrg_107a | 7.6325
Imports | 2230 | 2230-BKB (brown coal briquettes) | KTOE | CZ | 2013 | nrg_110a | 3.182
Consumption in BKB / PB Plants | 2230 | 2230-BKB (brown coal briquettes) | KTOE | DE | 2013 | nrg_110a | 0.25958
Primary production | 2310 | 2310-Peat | KTOE | RO | 2014 | nrg_110a | 0.016747
Consumption in BKB / PB Plants | 2310 | 2310-Peat | KTOE | LT | 2014 | nrg_110a | 0.01256
Imports | 3281 | 3281-White Spirit and SBP | KTOE | DE | 2011 | nrg_110a | 5.1833
Imports | 3281 | 3281-White Spirit and SBP | KTOE | HR | 2012 | nrg_110a | 0.066989
Imports | 3281 | 3281-White Spirit and SBP | KTOE | LV | 2010 | nrg_110a | 0.041868
Imports | 3282 | 3282-Lubricants | KTOE | IT | 2014 | nrg_110a | 12.5981
Imports | 3282 | 3282-Lubricants | KTOE | IS | 2011 | nrg_110a | 0.16747
Imports | 3282 | 3282-Lubricants | KTOE | IE | 2009 | nrg_110a | 1.6915
Imports | 3282 | 3282-Lubricants | KTOE | HU | 2010 | nrg_110a | 1.3942
Imports | 3282 | 3282-Lubricants | KTOE | NL | 2013 | nrg_110a | 45.6236
Primary production | 5532 | 5532-Solar thermal | KTOE | SI | 2013 | nrg_110a | 0.43961
Imports | 2230 | 2230-BKB (brown coal briquettes) | KTOE | BE | 2011 | nrg_101a | 8.6583
Transformation output from BKB / PB Plants | 2230 | 2230-BKB (brown coal briquettes) | KTOE | BG | 2011 | nrg_101a | 17.1198
Transformation input in BKB / PB Plants | 2310 | 2310-Peat | KTOE | UA | 2012 | nrg_101a | 3.4499
Imports | 2310 | 2310-Peat | KTOE | FI | 2012 | nrg_101a | 0.88341
Imports | 3282 | 3282-Lubricants | KTOE | BG | 2014 | nrg_102a | 0.84573
Imports | 3282 | 3282-Lubricants | KTOE | FI | 2013 | nrg_102a | 8.1475
Imports | 3282 | 3282-Lubricants | KTOE | XK | 2011 | nrg_102a | 0.25121
Imports | 3281 | 3281-White Spirit and SBP | KTOE | FI | 2011 | nrg_102a | 0.046055
Consumption in Coal Mines | 2230 | 2230-BKB (brown coal briquettes) | KTOE | DE | 2014 | nrg_110a | 0.041868
Imports | 2230 | 2230-BKB (brown coal briquettes) | KTOE | BE | 2013 | nrg_110a | 6.5607
Transformation output from BKB / PB Plants | 2230 | 2230-BKB (brown coal briquettes) | KTOE | DE | 2011 | nrg_110a | 138.4407
Transformation input in BKB / PB Plants | 2310 | 2310-Peat | KTOE | LT | 2012 | nrg_110a | 0.083736
Imports | 3281 | 3281-White Spirit and SBP | KTOE | BG | 2010 | nrg_110a | 0.35169
Imports | 3281 | 3281-White Spirit and SBP | KTOE | DK | 2012 | nrg_110a | 0.43543
Imports | 3281 | 3281-White Spirit and SBP | KTOE | FR | 2010 | nrg_110a | 4.1868
Imports | 3281 | 3281-White Spirit and SBP | KTOE | SK | 2010 | nrg_110a | 0.48148
Imports | 3282 | 3282-Lubricants | KTOE | FI | 2010 | nrg_110a | 6.5105
Imports | 3282 | 3282-Lubricants | KTOE | SI | 2013 | nrg_110a | 1.2644
Imports | 3282 | 3282-Lubricants | KTOE | XK | 2013 | nrg_110a | 0.20934
Imports | 3282 | 3282-Lubricants | KTOE | UK | 2011 | nrg_110a | 21.3359
Primary production | 5532 | 5532-Solar thermal | KTOE | SI | 2014 | nrg_107a | 0.45636
Primary production | 5532 | 5532-Solar thermal | KTOE | SK | 2013 | nrg_110a | 0.23446
Primary production | 5532 | 5532-Solar thermal | KTOE | TR | 2010 | nrg_107a | 18.087
Imports | 2230 | 2230-BKB (brown coal briquettes) | KTOE | PL | 2009 | nrg_101a | 0.13816
Imports | 3281 | 3281-White Spirit and SBP | KTOE | AL | 2012 | nrg_102a | 0.041868
Imports | 3282 | 3282-Lubricants | KTOE | PL | 2010 | nrg_102a | 6.3849
Imports | 3281 | 3281-White Spirit and SBP | KTOE | PL | 2013 | nrg_102a | 1.0886
Imports | 3281 | 3281-White Spirit and SBP | KTOE | NO | 2009 | nrg_102a | 0.56522
Transformation input in BKB / PB Plants | 2310 | 2310-Peat | KTOE | EE | 2012 | nrg_110a | 0.84992
Imports | 3281 | 3281-White Spirit and SBP | KTOE | NO | 2011 | nrg_110a | 0.56522
Imports | 3282 | 3282-Lubricants | KTOE | AT | 2013 | nrg_110a | 4.5134
Imports | 3282 | 3282-Lubricants | KTOE | PL | 2009 | nrg_110a | 6.1337
Imports | 2230 | 2230-BKB (brown coal briquettes) | KTOE | RS | 2013 | nrg_101a | 0.13816
Imports | 3281 | 3281-White Spirit and SBP | KTOE | BG | 2009 | nrg_102a | 0.39775
Imports | 2310 | 2310-Peat | KTOE | SE | 2014 | nrg_110a | 1.4235
Imports | 3282 | 3282-Lubricants | KTOE | CY | 2011 | nrg_110a | 0.40193
Imports | 2310 | 2310-Peat | KTOE | RO | 2009 | nrg_101a | 0.30564
Imports | 3282 | 3282-Lubricants | KTOE | ES | 2010 | nrg_102a | 7.352
Primary production | 5532 | 5532-Solar thermal | KTOE | HR | 2014 | nrg_107a | 0.38519
Transformation output from BKB / PB Plants | 2230 | 2230-BKB (brown coal briquettes) | KTOE | RS | 2009 | nrg_110a | 8.7002
Imports | 2310 | 2310-Peat | KTOE | MK | 2010 | nrg_110a | 0.046055
Transformation input in BKB / PB Plants | 2310 | 2310-Peat | KTOE | IE | 2011 | nrg_110a | 4.0151
Transformation input in BKB / PB Plants | 2310 | 2310-Peat | KTOE | FI | 2010 | nrg_110a | 0.39356
Consumption in BKB / PB Plants | 2310 | 2310-Peat | KTOE | IE | 2014 | nrg_110a | 0.5066
Imports | 3282 | 3282-Lubricants | KTOE | MK | 2009 | nrg_110a | 0.36006
Primary production | 5532 | 5532-Solar thermal | KTOE | AT | 2012 | nrg_110a | 7.3018
Primary production | 5532 | 5532-Solar thermal | KTOE | HR | 2011 | nrg_110a | 0.25539
Imports | 2230 | 2230-BKB (brown coal briquettes) | KTOE | HU | 2010 | nrg_101a | 0.28052
Imports | 2230 | 2230-BKB (brown coal briquettes) | KTOE | NL | 2013 | nrg_101a | 0.90016
Imports | 2230 | 2230-BKB (brown coal briquettes) | KTOE | SK | 2012 | nrg_101a | 0.79968
Consumption in Coal Mines | 2230 | 2230-BKB (brown coal briquettes) | KTOE | DE | 2013 | nrg_101a | 0.079549
Primary production | 2310 | 2310-Peat | KTOE | SE | 2014 | nrg_101a | 5.6271
Primary production | 2310 | 2310-Peat | KTOE | UA | 2012 | nrg_101a | 4.4589
Imports | 2117 | 2117-Other Bituminous Coal | KTOE | LT | 2013 | nrg_101a | 10.4251
Imports | 2117 | 2117-Other Bituminous Coal | KTOE | SK | 2012 | nrg_101a | 32.8245
Consumption in Coal Mines | 2117 | 2117-Other Bituminous Coal | KTOE | PL | 2014 | nrg_101a | 0.56522
Imports | 3191 | 3191-Refinery feedstocks | KTOE | IT | 2014 | nrg_102a | 247.4357
Imports | 3191 | 3191-Refinery feedstocks | KTOE | FR | 2013 | nrg_102a | 15.4032
Imports | 3247 | 3247-Kerosene type jet fuel (without bio components) | KTOE | IT | 2012 | nrg_102a | 44.6355
Imports | 3247 | 3247-Kerosene type jet fuel (without bio components) | KTOE | IS | 2011 | nrg_102a | 6.1044
Imports | 3247 | 3247-Kerosene type jet fuel (without bio components) | KTOE | LV | 2013 | nrg_102a | 5.9201
Imports | 3247 | 3247-Kerosene type jet fuel (without bio components) | KTOE | TR | 2014 | nrg_102a | 37.9073
Imports | 3285 | 3285-Petroleum coke | KTOE | FR | 2012 | nrg_102a | 37.7273
Imports | 3285 | 3285-Petroleum coke | KTOE | LU | 2013 | nrg_102a | 0.25958
Imports | 3285 | 3285-Petroleum coke | KTOE | IT | 2010 | nrg_102a | 75.8062
Consumption in Coal Mines | 2117 | 2117-Other Bituminous Coal | KTOE | PL | 2014 | nrg_110a | 0.56522
Primary production | 2117 | 2117-Other Bituminous Coal | KTOE | UK | 2011 | nrg_110a | 425.6426
Imports | 2117 | 2117-Other Bituminous Coal | KTOE | IE | 2010 | nrg_110a | 38.5855
Imports | 2117 | 2117-Other Bituminous Coal | KTOE | LT | 2010 | nrg_110a | 4.3459
Imports | 2117 | 2117-Other Bituminous Coal | KTOE | LU | 2014 | nrg_110a | 1.8045
Imports | 2117 | 2117-Other Bituminous Coal | KTOE | NL | 2009 | nrg_110a | 416.8252
Consumption in Coal Mines | 2117 | 2117-Other Bituminous Coal | KTOE | UK | 2013 | nrg_110a | 0.075362
Imports | 3247 | 3247-Kerosene type jet fuel (without bio components) | KTOE | CZ | 2014 | nrg_110a | 5.4554
Imports | 3247 | 3247-Kerosene type jet fuel (without bio components) | KTOE | HU | 2013 | nrg_110a | 0.1256
Imports | 3247 | 3247-Kerosene type jet fuel (without bio components) | KTOE | IE | 2011 | nrg_110a | 38.3678
Imports | 3247 | 3247-Kerosene type jet fuel (without bio components) | KTOE | HR | 2014 | nrg_110a | 1.1849
Imports | 3247 | 3247-Kerosene type jet fuel (without bio components) | KTOE | LT | 2014 | nrg_110a | 1.2519
Imports | 3247 | 3247-Kerosene type jet fuel (without bio components) | KTOE | TR | 2010 | nrg_110a | 18.6187
Imports | 3285 | 3285-Petroleum coke | KTOE | LU | 2011 | nrg_110a | 0.25958
Imports | 2117 | 2117-Other Bituminous Coal | KTOE | SE | 2011 | nrg_101a | 40.0049
Imports | 2117 | 2117-Other Bituminous Coal | KTOE | SI | 2010 | nrg_101a | 0.68245
Transformation input in BKB / PB Plants | 2117 | 2117-Other Bituminous Coal | KTOE | BG | 2014 | nrg_101a | 0.26796
Consumption in Coal Mines | 2117 | 2117-Other Bituminous Coal | KTOE | UA | 2010 | nrg_101a | 2.1604
Consumption in Coal Mines | 2117 | 2117-Other Bituminous Coal | KTOE | UK | 2011 | nrg_101a | 0.10048
Imports | 3191 | 3191-Refinery feedstocks | KTOE | UK | 2013 | nrg_102a | 257.0402
Imports | 3191 | 3191-Refinery feedstocks | KTOE | UA | 2009 | nrg_102a | 1.344
Imports | 3247 | 3247-Kerosene type jet fuel (without bio components) | KTOE | DK | 2011 | nrg_102a | 36.2368
Imports | 3247 | 3247-Kerosene type jet fuel (without bio components) | KTOE | FR | 2012 | nrg_102a | 176.302
Imports | 3247 | 3247-Kerosene type jet fuel (without bio components) | KTOE | SI | 2013 | nrg_102a | 1.0886
Imports | 3247 | 3247-Kerosene type jet fuel (without bio components) | KTOE | XK | 2013 | nrg_102a | 0.69501
Imports | 2117 | 2117-Other Bituminous Coal | KTOE | AT | 2011 | nrg_110a | 44.8364
Imports | 2117 | 2117-Other Bituminous Coal | KTOE | FI | 2012 | nrg_110a | 68.6928
Imports | 2117 | 2117-Other Bituminous Coal | KTOE | SE | 2009 | nrg_110a | 22.7134
Imports | 2117 | 2117-Other Bituminous Coal | KTOE | UK | 2013 | nrg_110a | 1087.9609
Imports | 2117 | 2117-Other Bituminous Coal | KTOE | UA | 2009 | nrg_110a | 55.2155
Imports | 3191 | 3191-Refinery feedstocks | KTOE | BG | 2010 | nrg_110a | 22.2696
Imports | 3247 | 3247-Kerosene type jet fuel (without bio components) | KTOE | BE | 2013 | nrg_110a | 66.2645
Imports | 3247 | 3247-Kerosene type jet fuel (without bio components) | KTOE | FI | 2010 | nrg_110a | 4.8483
Imports | 3247 | 3247-Kerosene type jet fuel (without bio components) | KTOE | SI | 2013 | nrg_110a | 1.0886
Imports | 3247 | 3247-Kerosene type jet fuel (without bio components) | KTOE | UK | 2009 | nrg_110a | 330.5855
Imports | 3285 | 3285-Petroleum coke | KTOE | BE | 2010 | nrg_110a | 3.7765
Imports | 3285 | 3285-Petroleum coke | KTOE | SK | 2009 | nrg_110a | 2.8261
Imports | 3285 | 3285-Petroleum coke | KTOE | AL | 2011 | nrg_110a | 2.7172
Imports | 2117 | 2117-Other Bituminous Coal | KTOE | NO | 2009 | nrg_101a | 11.9156
Imports | 3247 | 3247-Kerosene type jet fuel (without bio components) | KTOE | PL | 2012 | nrg_102a | 1.4612
Imports | 3285 | 3285-Petroleum coke | KTOE | NO | 2009 | nrg_102a | 13.2303
Imports | 2117 | 2117-Other Bituminous Coal | KTOE | NO | 2013 | nrg_110a | 18.0953
Imports | 3247 | 3247-Kerosene type jet fuel (without bio components) | KTOE | NO | 2011 | nrg_110a | 11.4383
Imports | 3285 | 3285-Petroleum coke | KTOE | AT | 2010 | nrg_110a | 3.3494
Imports | 3285 | 3285-Petroleum coke | KTOE | NO | 2011 | nrg_110a | 12.9833
Imports | 3247 | 3247-Kerosene type jet fuel (without bio components) | KTOE | EE | 2009 | nrg_102a | 1.4612
Imports | 3285 | 3285-Petroleum coke | KTOE | BG | 2011 | nrg_102a | 6.6863
Primary production | 2117 | 2117-Other Bituminous Coal | KTOE | PL | 2011 | nrg_110a | 1451.4505
Imports | 2117 | 2117-Other Bituminous Coal | KTOE | BG | 2012 | nrg_110a | 31.8322
Imports | 3192 | 3192-Additives/Oxygenates | KTOE | NL | 2014 | nrg_102a | 28.2609
Imports | 3192 | 3192-Additives/Oxygenates | KTOE | TR | 2013 | nrg_102a | 4.4631
Primary production | 5541 | 5541-Solid biofuels (excluding charcoal) | KTOE | BG | 2014 | nrg_107a | 45.4896
Primary production | 5541 | 5541-Solid biofuels (excluding charcoal) | KTOE | CY | 2009 | nrg_107a | 0.29308
Primary production | 5541 | 5541-Solid biofuels (excluding charcoal) | KTOE | CZ | 2012 | nrg_107a | 90.1376
Primary production | 5541 | 5541-Solid biofuels (excluding charcoal) | KTOE | EE | 2013 | nrg_107a | 44.6857
Primary production | 5541 | 5541-Solid biofuels (excluding charcoal) | KTOE | EL | 2009 | nrg_107a | 33.4442
Primary production | 5541 | 5541-Solid biofuels (excluding charcoal) | KTOE | FI | 2013 | nrg_107a | 338.3604
Primary production | 5541 | 5541-Solid biofuels (excluding charcoal) | KTOE | ES | 2011 | nrg_107a | 207.2257
Primary production | 5541 | 5541-Solid biofuels (excluding charcoal) | KTOE | IE | 2010 | nrg_107a | 7.9675
Primary production | 5541 | 5541-Solid biofuels (excluding charcoal) | KTOE | SE | 2011 | nrg_107a | 374.032
Primary production | 5541 | 5541-Solid biofuels (excluding charcoal) | KTOE | RS | 2011 | nrg_107a | 44.355
Primary production | 5541 | 5541-Solid biofuels (excluding charcoal) | KTOE | UA | 2011 | nrg_107a | 73.8468
Consumption in Coal Mines | 5541 | 5541-Solid biofuels (excluding charcoal) | KTOE | PL | 2012 | nrg_107a | 0.050242
Consumption in BKB / PB Plants | 5541 | 5541-Solid biofuels (excluding charcoal) | KTOE | DE | 2013 | nrg_107a | 0.020934
Imports | 3192 | 3192-Additives/Oxygenates | KTOE | CZ | 2011 | nrg_110a | 0.63221
Imports | 3192 | 3192-Additives/Oxygenates | KTOE | HU | 2013 | nrg_110a | 0.33494
Imports | 3192 | 3192-Additives/Oxygenates | KTOE | LT | 2013 | nrg_110a | 8.0387
Imports | 3192 | 3192-Additives/Oxygenates | KTOE | HR | 2013 | nrg_110a | 3.0731
Primary production | 5541 | 5541-Solid biofuels (excluding charcoal) | KTOE | BG | 2009 | nrg_110a | 32.8413
Primary production | 5541 | 5541-Solid biofuels (excluding charcoal) | KTOE | CY | 2011 | nrg_110a | 0.20934
Primary production | 5541 | 5541-Solid biofuels (excluding charcoal) | KTOE | DE | 2012 | nrg_110a | 457.6591
Primary production | 5541 | 5541-Solid biofuels (excluding charcoal) | KTOE | EL | 2011 | nrg_110a | 39.3434
Primary production | 5541 | 5541-Solid biofuels (excluding charcoal) | KTOE | IE | 2009 | nrg_110a | 7.3981
Primary production | 5541 | 5541-Solid biofuels (excluding charcoal) | KTOE | RS | 2014 | nrg_110a | 46.5195
Primary production | 5541 | 5541-Solid biofuels (excluding charcoal) | KTOE | UA | 2009 | nrg_110a | 68.0188
Imports | 5541 | 5541-Solid biofuels (excluding charcoal) | KTOE | LU | 2013 | nrg_110a | 0.31401
Imports | 3100 | 3100-Crude oil, feedstocks and other hydrocarbons | KTOE | DK | 2013 | nrg_102a | 211.245
Primary production | 3100 | 3100-Crude oil, feedstocks and other hydrocarbons | KTOE | NO | 2012 | nrg_102a | 3660.2848
Imports | 3100 | 3100-Crude oil, feedstocks and other hydrocarbons | KTOE | UA | 2009 | nrg_102a | 303.6728
Imports | 3100 | 3100-Crude oil, feedstocks and other hydrocarbons | KTOE | UK | 2011 | nrg_102a | 2473.7164
Imports | 5541 | 5541-Solid biofuels (excluding charcoal) | KTOE | SK | 2012 | nrg_107a | 0.0041868
Imports | 5541 | 5541-Solid biofuels (excluding charcoal) | KTOE | XK | 2009 | nrg_107a | 0.041868
Imports | 5541 | 5541-Solid biofuels (excluding charcoal) | KTOE | BE | 2010 | nrg_107a | 21.7044
Primary production | 3192 | 3192-Additives/Oxygenates | KTOE | NO | 2012 | nrg_110a | 4.1575
Imports | 3192 | 3192-Additives/Oxygenates | KTOE | FI | 2010 | nrg_110a | 0.381
Primary production | 5541 | 5541-Solid biofuels (excluding charcoal) | KTOE | LT | 2012 | nrg_110a | 41.5331
Primary production | 5541 | 5541-Solid biofuels (excluding charcoal) | KTOE | LV | 2012 | nrg_110a | 78.2722
Primary production | 5541 | 5541-Solid biofuels (excluding charcoal) | KTOE | LU | 2010 | nrg_110a | 2.0515
Primary production | 5541 | 5541-Solid biofuels (excluding charcoal) | KTOE | SI | 2011 | nrg_107a | 25.7488
Imports | 3100 | 3100-Crude oil, feedstocks and other hydrocarbons | KTOE | PL | 2014 | nrg_102a | 979.1753
Imports | 3192 | 3192-Additives/Oxygenates | KTOE | PL | 2012 | nrg_102a | 2.4158
Imports | 5541 | 5541-Solid biofuels (excluding charcoal) | KTOE | NO | 2014 | nrg_107a | 0.88341
Imports | 3192 | 3192-Additives/Oxygenates | KTOE | PL | 2012 | nrg_110a | 2.4158
Imports | 5541 | 5541-Solid biofuels (excluding charcoal) | KTOE | AT | 2011 | nrg_110a | 24.1746
Imports | 3100 | 3100-Crude oil, feedstocks and other hydrocarbons | KTOE | BG | 2009 | nrg_102a | 261.1391
Primary production | 3192 | 3192-Additives/Oxygenates | KTOE | PL | 2013 | nrg_102a | 0.033494
Imports | 5541 | 5541-Solid biofuels (excluding charcoal) | KTOE | RS | 2011 | nrg_107a | 0.42287
Primary production | 5541 | 5541-Solid biofuels (excluding charcoal) | KTOE | LV | 2012 | nrg_107a | 78.2722
Imports | 5541 | 5541-Solid biofuels (excluding charcoal) | KTOE | CY | 2011 | nrg_107a | 0.27633
Imports | 3192 | 3192-Additives/Oxygenates | KTOE | BG | 2011 | nrg_110a | 0.55266
Primary production | 5541 | 5541-Solid biofuels (excluding charcoal) | KTOE | ME | 2009 | nrg_110a | 9.4412
Primary production | 5541 | 5541-Solid biofuels (excluding charcoal) | KTOE | MD | 2013 | nrg_110a | 11.2123
Primary production | 5541 | 5541-Solid biofuels (excluding charcoal) | KTOE | PT | 2011 | nrg_110a | 119.4494
Imports | 5541 | 5541-Solid biofuels (excluding charcoal) | KTOE | RS | 2010 | nrg_110a | 0.058615
Imports | 3100 | 3100-Crude oil, feedstocks and other hydrocarbons | KTOE | MK | 2011 | nrg_102a | 27.4277
Primary production | 5541 | 5541-Solid biofuels (excluding charcoal) | KTOE | AL | 2012 | nrg_107a | 8.6457
Primary production | 5541 | 5541-Solid biofuels (excluding charcoal) | KTOE | HR | 2012 | nrg_107a | 60.2606
Primary production | 2200 | 2200-Lignite and Derivatives | KTOE | CZ | 2009 | nrg_101a | 574.8769
Primary production | 2200 | 2200-Lignite and Derivatives | KTOE | EE | 2013 | nrg_101a | 2.7465
Primary production | 2200 | 2200-Lignite and Derivatives | KTOE | FI | 2010 | nrg_101a | 75.6848
Primary production | 2200 | 2200-Lignite and Derivatives | KTOE | IE | 2013 | nrg_101a | 54.0767
Primary production | 2200 | 2200-Lignite and Derivatives | KTOE | SE | 2009 | nrg_101a | 8.7755
Imports | 2200 | 2200-Lignite and Derivatives | KTOE | HU | 2012 | nrg_101a | 0.13816
Imports | 2200 | 2200-Lignite and Derivatives | KTOE | HR | 2013 | nrg_101a | 0.82899
Imports | 2200 | 2200-Lignite and Derivatives | KTOE | IT | 2012 | nrg_101a | 0.041868
Imports | 2200 | 2200-Lignite and Derivatives | KTOE | LU | 2013 | nrg_101a | 0.079549
Imports | 2200 | 2200-Lignite and Derivatives | KTOE | NL | 2012 | nrg_101a | 2.1604
Imports | 2200 | 2200-Lignite and Derivatives | KTOE | SK | 2013 | nrg_101a | 7.2767
Consumption in Coal Mines | 2200 | 2200-Lignite and Derivatives | KTOE | DE | 2014 | nrg_101a | 0.041868
Consumption in BKB / PB Plants | 2200 | 2200-Lignite and Derivatives | KTOE | CZ | 2009 | nrg_101a | 0.1591
Consumption in BKB / PB Plants | 2200 | 2200-Lignite and Derivatives | KTOE | UA | 2013 | nrg_101a | 0.16329
Transformation output from BKB / PB Plants | 2200 | 2200-Lignite and Derivatives | KTOE | LT | 2012 | nrg_101a | 0.10048
Imports | 3244 | 3244-Other kerosene | KTOE | CZ | 2009 | nrg_102a | 0.17166
Imports | 3244 | 3244-Other kerosene | KTOE | FR | 2014 | nrg_102a | 16.1694
Imports | 3244 | 3244-Other kerosene | KTOE | LV | 2014 | nrg_102a | 0.041868
Primary production | 5534 | 5534-Solar photovoltaic | KTOE | DE | 2012 | nrg_107a | 94.9692
Primary production | 5534 | 5534-Solar photovoltaic | KTOE | CZ | 2011 | nrg_107a | 7.8544
Primary production | 5534 | 5534-Solar photovoltaic | KTOE | CY | 2010 | nrg_107a | 0.020934
Primary production | 5534 | 5534-Solar photovoltaic | KTOE | ES | 2009 | nrg_107a | 21.4615
Primary production | 5534 | 5534-Solar photovoltaic | KTOE | FI | 2012 | nrg_107a | 0.020934
Primary production | 5534 | 5534-Solar photovoltaic | KTOE | SE | 2011 | nrg_107a | 0.037681
Primary production | 55431 | 55431-Municipal waste (renewable) | KTOE | DE | 2014 | nrg_107a | 127.1531
Primary production | 55431 | 55431-Municipal waste (renewable) | KTOE | CZ | 2013 | nrg_107a | 3.4709
Primary production | 55431 | 55431-Municipal waste (renewable) | KTOE | FI | 2014 | nrg_107a | 10.3246
Primary production | 55431 | 55431-Municipal waste (renewable) | KTOE | ES | 2011 | nrg_107a | 8.1643
Imports | 5545 | 5545-Liquid biofuels | KTOE | IE | 2014 | nrg_107a | 2.7633
Imports | 5545 | 5545-Liquid biofuels | KTOE | FR | 2010 | nrg_107a | 15.0181
Primary production | 5545 | 5545-Liquid biofuels | KTOE | CZ | 2012 | nrg_107a | 9.1482
Primary production | 5545 | 5545-Liquid biofuels | KTOE | CY | 2010 | nrg_107a | 0.20515
Primary production | 5545 | 5545-Liquid biofuels | KTOE | DK | 2010 | nrg_107a | 4.8023
Primary production | 5545 | 5545-Liquid biofuels | KTOE | HU | 2013 | nrg_107a | 12.7865
Transformation output from Coke Ovens | 2130 | 2130-Coal Tar | KTOE | PL | 2011 | nrg_110a | 15.2693
Primary production | 5534 | 5534-Solar photovoltaic | KTOE | DE | 2010 | nrg_110a | 42.2239
Primary production | 5534 | 5534-Solar photovoltaic | KTOE | DK | 2009 | nrg_110a | 0.01256
Primary production | 5534 | 5534-Solar photovoltaic | KTOE | ES | 2011 | nrg_110a | 26.7871
Primary production | 5534 | 5534-Solar photovoltaic | KTOE | RS | 2014 | nrg_110a | 0.020934
Primary production | 55431 | 55431-Municipal waste (renewable) | KTOE | BE | 2012 | nrg_110a | 13.9462
Primary production | 55431 | 55431-Municipal waste (renewable) | KTOE | DK | 2012 | nrg_110a | 20.5404
Primary production | 55431 | 55431-Municipal waste (renewable) | KTOE | HU | 2009 | nrg_110a | 1.9301
Imports | 2130 | 2130-Coal Tar | KTOE | BE | 2012 | nrg_101a | 5.8825
Transformation output from Coke Ovens | 2130 | 2130-Coal Tar | KTOE | BE | 2011 | nrg_101a | 2.5623
Primary production | 2200 | 2200-Lignite and Derivatives | KTOE | LT | 2010 | nrg_101a | 0.36425
Imports | 2200 | 2200-Lignite and Derivatives | KTOE | SI | 2011 | nrg_101a | 1.1974
Consumption in Coal Mines | 2200 | 2200-Lignite and Derivatives | KTOE | BG | 2010 | nrg_101a | 0.075362
Consumption in Coal Mines | 2200 | 2200-Lignite and Derivatives | KTOE | CZ | 2012 | nrg_101a | 11.4007
Transformation output from BKB / PB Plants | 2200 | 2200-Lignite and Derivatives | KTOE | BG | 2009 | nrg_101a | 33.44
Transformation output from BKB / PB Plants | 2200 | 2200-Lignite and Derivatives | KTOE | DE | 2013 | nrg_101a | 139.4581
Transformation output from BKB / PB Plants | 2200 | 2200-Lignite and Derivatives | KTOE | IE | 2011 | nrg_101a | 3.8393
Imports | 3244 | 3244-Other kerosene | KTOE | UK | 2009 | nrg_102a | 29.295
Consumption in Coal Mines | 3244 | 3244-Other kerosene | KTOE | UA | 2013 | nrg_102a | 0.041868
Primary production | 5534 | 5534-Solar photovoltaic | KTOE | NL | 2013 | nrg_107a | 1.7543
Primary production | 55431 | 55431-Municipal waste (renewable) | KTOE | LU | 2010 | nrg_107a | 0.42287
Primary production | 55431 | 55431-Municipal waste (renewable) | KTOE | NO | 2009 | nrg_107a | 4.819
Imports | 5545 | 5545-Liquid biofuels | KTOE | DK | 2011 | nrg_107a | 5.5266
Imports | 5545 | 5545-Liquid biofuels | KTOE | FI | 2010 | nrg_107a | 5.1037
Imports | 5545 | 5545-Liquid biofuels | KTOE | UK | 2012 | nrg_107a | 26.1884
Primary production | 5545 | 5545-Liquid biofuels | KTOE | MK | 2010 | nrg_107a | 0.075362
Imports | 5545 | 5545-Liquid biofuels | KTOE | BE | 2010 | nrg_107a | 3.7221
Transformation output from Coke Ovens | 2130 | 2130-Coal Tar | KTOE | UK | 2009 | nrg_110a | 5.6187
Imports | 3282 | 3282-Lubricants | KTOE | IT | 2011 | nrg_102a | 9.5333
Imports | 3282 | 3282-Lubricants | KTOE | HU | 2011 | nrg_102a | 0.39775
Imports | 3282 | 3282-Lubricants | KTOE | MD | 2013 | nrg_102a | 0.37681
Imports | 3282 | 3282-Lubricants | KTOE | LT | 2012 | nrg_102a | 2.8973
Imports | 3282 | 3282-Lubricants | KTOE | NO | 2010 | nrg_102a | 1.7208
Imports | 3281 | 3281-White Spirit and SBP | KTOE | DE | 2009 | nrg_102a | 4.0612
Imports | 3281 | 3281-White Spirit and SBP | KTOE | IE | 2009 | nrg_102a | 0.13398
Primary production | 5532 | 5532-Solar thermal | KTOE | SE | 2012 | nrg_107a | 0.46473
Primary production | 5532 | 5532-Solar thermal | KTOE | DE | 2009 | nrg_107a | 19.0081
Imports | 2230 | 2230-BKB (brown coal briquettes) | KTOE | CZ | 2012 | nrg_110a | 3.4583
Consumption in BKB / PB Plants | 2230 | 2230-BKB (brown coal briquettes) | KTOE | DE | 2012 | nrg_110a | 0.058615
Primary production | 2310 | 2310-Peat | KTOE | RO | 2013 | nrg_110a | 0.0083736
Imports | 3281 | 3281-White Spirit and SBP | KTOE | DE | 2010 | nrg_110a | 4.2329
Imports | 3281 | 3281-White Spirit and SBP | KTOE | HR | 2011 | nrg_110a | 0.10048
Imports | 3281 | 3281-White Spirit and SBP | KTOE | LV | 2009 | nrg_110a | 0.041868
Imports | 3282 | 3282-Lubricants | KTOE | IS | 2010 | nrg_110a | 0.16747
Imports | 3282 | 3282-Lubricants | KTOE | IT | 2013 | nrg_110a | 11.8863
Imports | 3282 | 3282-Lubricants | KTOE | HU | 2009 | nrg_110a | 0.87504
Imports | 3282 | 3282-Lubricants | KTOE | MT | 2014 | nrg_110a | 0.16747
Imports | 3282 | 3282-Lubricants | KTOE | NL | 2012 | nrg_110a | 45.498
Primary production | 5532 | 5532-Solar thermal | KTOE | SI | 2012 | nrg_110a | 0.41031
Imports | 2230 | 2230-BKB (brown coal briquettes) | KTOE | BE | 2010 | nrg_101a | 5.962
Transformation output from BKB / PB Plants | 2230 | 2230-BKB (brown coal briquettes) | KTOE | BG | 2010 | nrg_101a | 27.1221
Transformation output from BKB / PB Plants | 2230 | 2230-BKB (brown coal briquettes) | KTOE | DE | 2014 | nrg_101a | 137.662
Transformation input in BKB / PB Plants | 2310 | 2310-Peat | KTOE | UA | 2011 | nrg_101a | 2.9098
Imports | 2310 | 2310-Peat | KTOE | FI | 2011 | nrg_101a | 1.0509
Imports | 3282 | 3282-Lubricants | KTOE | BG | 2013 | nrg_102a | 0.84573
Imports | 3282 | 3282-Lubricants | KTOE | FI | 2012 | nrg_102a | 8.315
Imports | 3282 | 3282-Lubricants | KTOE | XK | 2010 | nrg_102a | 0.25121
Imports | 3281 | 3281-White Spirit and SBP | KTOE | FI | 2010 | nrg_102a | 0.087923
Primary production | 5532 | 5532-Solar thermal | KTOE | MT | 2014 | nrg_107a | 0.18003
Consumption in Coal Mines | 2230 | 2230-BKB (brown coal briquettes) | KTOE | DE | 2013 | nrg_110a | 0.079549
Imports | 2230 | 2230-BKB (brown coal briquettes) | KTOE | BE | 2012 | nrg_110a | 8.0387
Transformation output from BKB / PB Plants | 2230 | 2230-BKB (brown coal briquettes) | KTOE | DE | 2010 | nrg_110a | 125.0597
Transformation input in BKB / PB Plants | 2310 | 2310-Peat | KTOE | LT | 2011 | nrg_110a | 0.11723
Imports | 3281 | 3281-White Spirit and SBP | KTOE | BE | 2014 | nrg_110a | 0.30564
Imports | 3281 | 3281-White Spirit and SBP | KTOE | BG | 2009 | nrg_110a | 0.39775
Imports | 3281 | 3281-White Spirit and SBP | KTOE | DK | 2011 | nrg_110a | 0.43543
Imports | 3281 | 3281-White Spirit and SBP | KTOE | FR | 2009 | nrg_110a | 5.0577
Imports | 3281 | 3281-White Spirit and SBP | KTOE | SK | 2009 | nrg_110a | 0.21771
Imports | 3282 | 3282-Lubricants | KTOE | FI | 2009 | nrg_110a | 7.0966
Imports | 3282 | 3282-Lubricants | KTOE | SI | 2012 | nrg_110a | 1.3481
Imports | 3282 | 3282-Lubricants | KTOE | XK | 2012 | nrg_110a | 0.20934
Imports | 3282 | 3282-Lubricants | KTOE | UK | 2010 | nrg_110a | 25.4934
Primary production | 5532 | 5532-Solar thermal | KTOE | MT | 2014 | nrg_110a | 0.18003
Primary production | 5532 | 5532-Solar thermal | KTOE | SI | 2010 | nrg_107a | 0.34332
Primary production | 5532 | 5532-Solar thermal | KTOE | TR | 2011 | nrg_110a | 26.3768
Transformation input in BKB / PB Plants | 2310 | 2310-Peat | KTOE | EE | 2014 | nrg_101a | 1.0174
Imports | 3281 | 3281-White Spirit and SBP | KTOE | PL | 2009 | nrg_102a | 1.658
Imports | 3281 | 3281-White Spirit and SBP | KTOE | AL | 2013 | nrg_110a | 0.041868
Imports | 3281 | 3281-White Spirit and SBP | KTOE | PL | 2011 | nrg_110a | 1.524
Imports | 3282 | 3282-Lubricants | KTOE | AT | 2009 | nrg_110a | 2.1729
Primary production | 5532 | 5532-Solar thermal | KTOE | PL | 2014 | nrg_110a | 0.72013
Imports | 2230 | 2230-BKB (brown coal briquettes) | KTOE | RS | 2009 | nrg_101a | 0.041868
Imports | 3282 | 3282-Lubricants | KTOE | RO | 2014 | nrg_102a | 3.8309
Imports | 3282 | 3282-Lubricants | KTOE | PT | 2013 | nrg_102a | 1.637
Imports | 3281 | 3281-White Spirit and SBP | KTOE | RS | 2011 | nrg_102a | 0.20097
Primary production | 5532 | 5532-Solar thermal | KTOE | PL | 2012 | nrg_107a | 0.54428
Primary production | 5532 | 5532-Solar thermal | KTOE | PT | 2011 | nrg_107a | 2.4911
Imports | 2310 | 2310-Peat | KTOE | SE | 2010 | nrg_110a | 4.7227
Imports | 3281 | 3281-White Spirit and SBP | KTOE | SE | 2009 | nrg_110a | 0.041868
Imports | 3282 | 3282-Lubricants | KTOE | RS | 2014 | nrg_110a | 2.533
Imports | 3282 | 3282-Lubricants | KTOE | RO | 2012 | nrg_110a | 3.9021
Primary production | 2310 | 2310-Peat | KTOE | AT | 2012 | nrg_101a | 0.0083736
Transformation input in BKB / PB Plants | 2310 | 2310-Peat | KTOE | IE | 2013 | nrg_101a | 4.9739
Imports | 2310 | 2310-Peat | KTOE | MK | 2009 | nrg_101a | 0.046055
Imports | 3282 | 3282-Lubricants | KTOE | MK | 2013 | nrg_102a | 0.33494
Primary production | 5532 | 5532-Solar thermal | KTOE | FR | 2013 | nrg_107a | 3.7472
Imports | 2117 | 2117-Other Bituminous Coal | KTOE | CY | 2010 | nrg_110a | 0.45636
Imports | 3191 | 3191-Refinery feedstocks | KTOE | SE | 2011 | nrg_110a | 23.2284
Imports | 3285 | 3285-Petroleum coke | KTOE | CZ | 2010 | nrg_110a | 0.26377
Transformation input in Coke Ovens | 3285 | 3285-Petroleum coke | KTOE | DE | 2013 | nrg_110a | 31.6606
Imports | 2117 | 2117-Other Bituminous Coal | KTOE | EL | 2012 | nrg_101a | 7.5111
Imports | 2117 | 2117-Other Bituminous Coal | KTOE | PL | 2010 | nrg_101a | 248.4531
Transformation input in Patent Fuel Plants | 2117 | 2117-Other Bituminous Coal | KTOE | UK | 2012 | nrg_101a | 4.6934
Imports | 3191 | 3191-Refinery feedstocks | KTOE | ES | 2013 | nrg_102a | 242.0808
Imports | 3247 | 3247-Kerosene type jet fuel (without bio components) | KTOE | ES | 2009 | nrg_102a | 106.3405
Imports | 3247 | 3247-Kerosene type jet fuel (without bio components) | KTOE | MK | 2012 | nrg_102a | 0.42287
Imports | 3285 | 3285-Petroleum coke | KTOE | ME | 2011 | nrg_102a | 1.2393
Imports | 3285 | 3285-Petroleum coke | KTOE | RO | 2014 | nrg_102a | 5.8322
Imports | 3285 | 3285-Petroleum coke | KTOE | PT | 2010 | nrg_102a | 18.6229
Primary production | 2117 | 2117-Other Bituminous Coal | KTOE | UA | 2011 | nrg_110a | 616.9082
Imports | 2117 | 2117-Other Bituminous Coal | KTOE | MK | 2014 | nrg_110a | 0.12979
Imports | 2117 | 2117-Other Bituminous Coal | KTOE | PT | 2011 | nrg_110a | 89.1663
Imports | 3191 | 3191-Refinery feedstocks | KTOE | EL | 2011 | nrg_110a | 68.1737
Imports | 3191 | 3191-Refinery feedstocks | KTOE | ES | 2013 | nrg_110a | 242.0808
Imports | 3247 | 3247-Kerosene type jet fuel (without bio components) | KTOE | MT | 2012 | nrg_110a | 4.2998
Imports | 3247 | 3247-Kerosene type jet fuel (without bio components) | KTOE | RO | 2009 | nrg_110a | 0.29726
Imports | 3285 | 3285-Petroleum coke | KTOE | EL | 2009 | nrg_110a | 17.9823
Imports | 3285 | 3285-Petroleum coke | KTOE | ES | 2011 | nrg_110a | 102.6227
Imports | 3285 | 3285-Petroleum coke | KTOE | NL | 2014 | nrg_110a | 41.1981
Imports | 2117 | 2117-Other Bituminous Coal | KTOE | CZ | 2011 | nrg_101a | 25.6441
Imports | 2117 | 2117-Other Bituminous Coal | KTOE | FR | 2012 | nrg_101a | 288.9101
Imports | 2117 | 2117-Other Bituminous Coal | KTOE | HR | 2010 | nrg_101a | 26.9546
Imports | 2117 | 2117-Other Bituminous Coal | KTOE | IE | 2012 | nrg_101a | 53.8422
Imports | 2117 | 2117-Other Bituminous Coal | KTOE | LV | 2014 | nrg_101a | 2.0557
Imports | 2117 | 2117-Other Bituminous Coal | KTOE | MD | 2011 | nrg_101a | 1.5198
Imports | 2117 | 2117-Other Bituminous Coal | KTOE | NL | 2011 | nrg_101a | 489.9686
Imports | 2117 | 2117-Other Bituminous Coal | KTOE | TR | 2009 | nrg_101a | 401.2964
Imports | 3191 | 3191-Refinery feedstocks | KTOE | CZ | 2012 | nrg_102a | 0.079549
Imports | 3191 | 3191-Refinery feedstocks | KTOE | HU | 2012 | nrg_102a | 7.0213
Imports | 3191 | 3191-Refinery feedstocks | KTOE | HR | 2011 | nrg_102a | 8.6667
Imports | 3191 | 3191-Refinery feedstocks | KTOE | LT | 2011 | nrg_102a | 11.7314
Imports | 3247 | 3247-Kerosene type jet fuel (without bio components) | KTOE | IE | 2009 | nrg_102a | 47.8468
Imports | 3247 | 3247-Kerosene type jet fuel (without bio components) | KTOE | LU | 2013 | nrg_102a | 15.6461
Imports | 3247 | 3247-Kerosene type jet fuel (without bio components) | KTOE | NL | 2009 | nrg_102a | 185.5255
Imports | 3285 | 3285-Petroleum coke | KTOE | CZ | 2014 | nrg_102a | 0.3475
Imports | 3285 | 3285-Petroleum coke | KTOE | IE | 2011 | nrg_102a | 3.563
Imports | 3285 | 3285-Petroleum coke | KTOE | HR | 2014 | nrg_102a | 5.1163
Primary production | 2117 | 2117-Other Bituminous Coal | KTOE | ES | 2011 | nrg_110a | 31.9034
Imports | 2117 | 2117-Other Bituminous Coal | KTOE | CZ | 2011 | nrg_110a | 25.6441
Imports | 2117 | 2117-Other Bituminous Coal | KTOE | DE | 2012 | nrg_110a | 980.6658
Imports | 2117 | 2117-Other Bituminous Coal | KTOE | SK | 2012 | nrg_110a | 32.8245
Consumption in Coke Ovens | 2117 | 2117-Other Bituminous Coal | KTOE | PL | 2011 | nrg_110a | 0.066989
Imports | 3191 | 3191-Refinery feedstocks | KTOE | LT | 2011 | nrg_110a | 11.7314
Imports | 3191 | 3191-Refinery feedstocks | KTOE | IT | 2014 | nrg_110a | 247.4357
Imports | 3191 | 3191-Refinery feedstocks | KTOE | UA | 2013 | nrg_110a | 1.344
Imports | 3247 | 3247-Kerosene type jet fuel (without bio components) | KTOE | DE | 2009 | nrg_110a | 212.3294
Imports | 3247 | 3247-Kerosene type jet fuel (without bio components) | KTOE | LV | 2012 | nrg_110a | 11.1034
Imports | 3285 | 3285-Petroleum coke | KTOE | IT | 2012 | nrg_110a | 61.6004
Imports | 3285 | 3285-Petroleum coke | KTOE | IS | 2011 | nrg_110a | 13.9211
Primary production | 2117 | 2117-Other Bituminous Coal | KTOE | IT | 2009 | nrg_101a | 1.9134
Imports | 2117 | 2117-Other Bituminous Coal | KTOE | BE | 2010 | nrg_101a | 67.0809
Imports | 2117 | 2117-Other Bituminous Coal | KTOE | FI | 2012 | nrg_101a | 68.6928
Imports | 3191 | 3191-Refinery feedstocks | KTOE | SE | 2013 | nrg_102a | 32.2091
Imports | 3247 | 3247-Kerosene type jet fuel (without bio components) | KTOE | BE | 2014 | nrg_102a | 40.5492
Imports | 3247 | 3247-Kerosene type jet fuel (without bio components) | KTOE | FI | 2011 | nrg_102a | 5.4554
Imports | 3247 | 3247-Kerosene type jet fuel (without bio components) | KTOE | UK | 2010 | nrg_102a | 322.6516
Imports | 3285 | 3285-Petroleum coke | KTOE | UK | 2012 | nrg_102a | 21.1978
Imports | 3285 | 3285-Petroleum coke | KTOE | XK | 2010 | nrg_102a | 1.2142
Imports | 3285 | 3285-Petroleum coke | KTOE | BE | 2013 | nrg_102a | 8.83
Imports | 3285 | 3285-Petroleum coke | KTOE | FI | 2010 | nrg_102a | 3.3787
Imports | 2117 | 2117-Other Bituminous Coal | KTOE | DK | 2014 | nrg_110a | 105.8884
Transformation output from Coke Ovens | 2130 | 2130-Coal Tar | KTOE | UA | 2013 | nrg_110a | 39.5108
Imports | 3244 | 3244-Other kerosene | KTOE | UK | 2012 | nrg_110a | 30.8023
Primary production | 5534 | 5534-Solar photovoltaic | KTOE | MT | 2013 | nrg_110a | 0.10467
Primary production | 55431 | 55431-Municipal waste (renewable) | KTOE | IT | 2011 | nrg_110a | 35.2947
Primary production | 55431 | 55431-Municipal waste (renewable) | KTOE | LU | 2012 | nrg_110a | 0.45636
Primary production | 5534 | 5534-Solar photovoltaic | KTOE | SI | 2009 | nrg_110a | 0.01256
Primary production | 5534 | 5534-Solar photovoltaic | KTOE | SK | 2011 | nrg_107a | 1.4277
Primary production | 5545 | 5545-Liquid biofuels | KTOE | SK | 2010 | nrg_107a | 6.7407
Primary production | 2200 | 2200-Lignite and Derivatives | KTOE | TR | 2010 | nrg_101a | 649.1675
Imports | 2130 | 2130-Coal Tar | KTOE | PL | 2009 | nrg_101a | 0.037681
Primary production | 2200 | 2200-Lignite and Derivatives | KTOE | PL | 2013 | nrg_101a | 549.1826
Imports | 2200 | 2200-Lignite and Derivatives | KTOE | PL | 2010 | nrg_101a | 0.30982
Imports | 5545 | 5545-Liquid biofuels | KTOE | PL | 2013 | nrg_107a | 7.3646
Primary production | 2200 | 2200-Lignite and Derivatives | KTOE | RO | 2014 | nrg_101a | 184.4453
Imports | 3244 | 3244-Other kerosene | KTOE | RO | 2010 | nrg_102a | 0.041868
Imports | 5545 | 5545-Liquid biofuels | KTOE | CY | 2013 | nrg_107a | 0.55684
Primary production | 5545 | 5545-Liquid biofuels | KTOE | PT | 2014 | nrg_107a | 12.6106
Imports | 2130 | 2130-Coal Tar | KTOE | CZ | 2010 | nrg_110a | 10.4042
Consumption in Gas Works | 2130 | 2130-Coal Tar | KTOE | CZ | 2013 | nrg_110a | 3.3536
Primary production | 5534 | 5534-Solar photovoltaic | KTOE | PT | 2014 | nrg_110a | 2.2567
Transformation output from Coke Ovens | 2130 | 2130-Coal Tar | KTOE | HU | 2014 | nrg_101a | 1.658
Transformation output from Coke Ovens | 2130 | 2130-Coal Tar | KTOE | NL | 2011 | nrg_101a | 3.6551
Imports | 2200 | 2200-Lignite and Derivatives | KTOE | MK | 2012 | nrg_101a | 0.31401
Consumption in Coal Mines | 2200 | 2200-Lignite and Derivatives | KTOE | RO | 2010 | nrg_101a | 0.062802
Transformation output from BKB / PB Plants | 2200 | 2200-Lignite and Derivatives | KTOE | UA | 2014 | nrg_101a | 4.7395
Imports | 3244 | 3244-Other kerosene | KTOE | ES | 2010 | nrg_102a | 0.56103
Primary production | 5534 | 5534-Solar photovoltaic | KTOE | AT | 2009 | nrg_107a | 0.17585
Primary production | 55431 | 55431-Municipal waste (renewable) | KTOE | AT | 2011 | nrg_107a | 5.7945
Imports | 5545 | 5545-Liquid biofuels | KTOE | EE | 2012 | nrg_107a | 0.1591
Primary production | 5545 | 5545-Liquid biofuels | KTOE | LV | 2013 | nrg_107a | 2.5288
Transformation output from Coke Ovens | 2130 | 2130-Coal Tar | KTOE | FI | 2012 | nrg_110a | 0.48986
Primary production | 5534 | 5534-Solar photovoltaic | KTOE | HR | 2012 | nrg_110a | 0.0083736
Primary production | 5534 | 5534-Solar photovoltaic | KTOE | MK | 2013 | nrg_110a | 0.033494
Primary production | 5535 | 5535-Tide, Wave and Ocean | KTOE | FR | 2013 | nrg_110a | 1.4905
Transformation input in Coke Ovens | 2130 | 2130-Coal Tar | KTOE | UA | 2010 | nrg_101a | 15.9852
Imports | 2200 | 2200-Lignite and Derivatives | KTOE | CZ | 2011 | nrg_101a | 4.6599
Imports | 2200 | 2200-Lignite and Derivatives | KTOE | DE | 2014 | nrg_101a | 1.7878
Imports | 2200 | 2200-Lignite and Derivatives | KTOE | FR | 2014 | nrg_101a | 3.0103
Imports | 2200 | 2200-Lignite and Derivatives | KTOE | LT | 2012 | nrg_101a | 1.5198
Consumption in Coal Mines | 2200 | 2200-Lignite and Derivatives | KTOE | SK | 2011 | nrg_101a | 0.020934
Consumption in BKB / PB Plants | 2200 | 2200-Lignite and Derivatives | KTOE | DE | 2011 | nrg_101a | 10.3875
Imports | 3244 | 3244-Other kerosene | KTOE | IE | 2014 | nrg_102a | 16.3955
Primary production | 5534 | 5534-Solar photovoltaic | KTOE | SI | 2009 | nrg_107a | 0.01256
Imports | 55431 | 55431-Municipal waste (renewable) | KTOE | NL | 2011 | nrg_107a | 1.9259
Imports | 5545 | 5545-Liquid biofuels | KTOE | DE | 2009 | nrg_107a | 32.7743
Imports | 5545 | 5545-Liquid biofuels | KTOE | IS | 2012 | nrg_107a | 0.0083736
Imports | 5545 | 5545-Liquid biofuels | KTOE | HU | 2011 | nrg_107a | 3.5044
Imports | 5545 | 5545-Liquid biofuels | KTOE | LU | 2013 | nrg_107a | 2.3237
Imports | 5545 | 5545-Liquid biofuels | KTOE | SK | 2014 | nrg_107a | 2.8889
Primary production | 5545 | 5545-Liquid biofuels | KTOE | BG | 2013 | nrg_107a | 1.972
Primary production | 5545 | 5545-Liquid biofuels | KTOE | BE | 2010 | nrg_107a | 15.8261
Primary production | 5545 | 5545-Liquid biofuels | KTOE | DE | 2014 | nrg_107a | 150.5908
Primary production | 5545 | 5545-Liquid biofuels | KTOE | EL | 2009 | nrg_107a | 2.9643
Primary production | 5545 | 5545-Liquid biofuels | KTOE | IE | 2010 | nrg_107a | 2.6544
Primary production | 5545 | 5545-Liquid biofuels | KTOE | RO | 2014 | nrg_107a | 4.3794
Primary production | 5545 | 5545-Liquid biofuels | KTOE | SE | 2011 | nrg_107a | 22.3198
Imports | 3244 | 3244-Other kerosene | KTOE | IT | 2010 | nrg_110a | 17.5887
Imports | 3244 | 3244-Other kerosene | KTOE | FR | 2012 | nrg_110a | 19.8245
Primary production | 5534 | 5534-Solar photovoltaic | KTOE | BG | 2010 | nrg_110a | 0.054428
Primary production | 5534 | 5534-Solar photovoltaic | KTOE | BE | 2012 | nrg_110a | 7.733
Primary production | 5534 | 5534-Solar photovoltaic | KTOE | IT | 2012 | nrg_110a | 67.9015
Primary production | 5534 | 5534-Solar photovoltaic | KTOE | SE | 2013 | nrg_110a | 0.1256
Primary production | 55431 | 55431-Municipal waste (renewable) | KTOE | BG | 2010 | nrg_110a | 0.41868
Primary production | 55431 | 55431-Municipal waste (renewable) | KTOE | FI | 2009 | nrg_110a | 5.6019
Imports | 3270A | 3270A-Total fuel oil | KTOE | LV | 2011 | nrg_110a | 6.3597
Primary production | 4000 | 4000-Gas | KTOE | BG | 2011 | nrg_110a | 14.6831
Primary production | 4000 | 4000-Gas | KTOE | DK | 2014 | nrg_110a | 173.6475
Primary production | 4000 | 4000-Gas | KTOE | DE | 2012 | nrg_110a | 400.6265
Primary production | 4000 | 4000-Gas | KTOE | RS | 2012 | nrg_110a | 17.7855
Imports | 4000 | 4000-Gas | KTOE | CZ | 2011 | nrg_110a | 319.9762
Imports | 4000 | 4000-Gas | KTOE | FR | 2011 | nrg_110a | 1743.5845
Imports | 4000 | 4000-Gas | KTOE | IT | 2012 | nrg_110a | 2322.2924
Transformation input in Gas Works | 4000 | 4000-Gas | KTOE | DK | 2012 | nrg_110a | 0.54847
Consumption in Oil and gas extraction | 4000 | 4000-Gas | KTOE | LT | 2014 | nrg_110a | 0.0041868
Consumption in Coal Mines | 4000 | 4000-Gas | KTOE | CZ | 2014 | nrg_110a | 1.6245
Consumption in Coal Mines | 4000 | 4000-Gas | KTOE | SK | 2009 | nrg_110a | 0.01256
Consumption in Coke Ovens | 4000 | 4000-Gas | KTOE | BE | 2011 | nrg_110a | 6.3932
Consumption in Coke Ovens | 4000 | 4000-Gas | KTOE | IT | 2013 | nrg_110a | 0.56522
Transformation output from Coke Ovens | 4000 | 4000-Gas | KTOE | SE | 2009 | nrg_110a | 6.6905
Transformation output from Coke Ovens | 4000 | 4000-Gas | KTOE | TR | 2010 | nrg_110a | 25.1082
Primary production | 4100 | 4100-Natural gas | KTOE | DE | 2012 | nrg_110a | 400.6265
Primary production | 4100 | 4100-Natural gas | KTOE | DK | 2011 | nrg_110a | 246.9626
Primary production | 4100 | 4100-Natural gas | KTOE | ES | 2013 | nrg_110a | 2.085
Primary production | 4100 | 4100-Natural gas | KTOE | RS | 2010 | nrg_110a | 12.9079
Imports | 4100 | 4100-Natural gas | KTOE | IT | 2012 | nrg_110a | 2322.2924
Imports | 4100 | 4100-Natural gas | KTOE | LU | 2012 | nrg_110a | 44.0075
Imports | 4100 | 4100-Natural gas | KTOE | LT | 2009 | nrg_110a | 91.6658
Imports | 4100 | 4100-Natural gas | KTOE | SK | 2014 | nrg_110a | 165.6424
Transformation input in Coke Ovens | 4100 | 4100-Natural gas | KTOE | UK | 2014 | nrg_110a | 0.45217
Transformation input in Gas Works | 4100 | 4100-Natural gas | KTOE | SE | 2014 | nrg_110a | 0.30982
Consumption in Oil and gas extraction | 4100 | 4100-Natural gas | KTOE | LT | 2011 | nrg_110a | 0.0041868
Consumption in Oil and gas extraction | 4100 | 4100-Natural gas | KTOE | NO | 2011 | nrg_110a | 147.8861
Consumption in Oil and gas extraction | 4100 | 4100-Natural gas | KTOE | RS | 2013 | nrg_110a | 2.4828
Consumption in Coke Ovens | 4100 | 4100-Natural gas | KTOE | HU | 2011 | nrg_110a | 0.050242
Transformation output from Coke Ovens | 4000 | 4000-Gas | KTOE | ES | 2011 | nrg_100a | 15.5958
Transformation output from Coke Ovens | 4000 | 4000-Gas | KTOE | IT | 2009 | nrg_100a | 11.6058
Transformation output from Coke Ovens | 4000 | 4000-Gas | KTOE | PL | 2012 | nrg_100a | 65.3225
Transformation output from Coke Ovens | 4000 | 4000-Gas | KTOE | SE | 2010 | nrg_100a | 7.666
Transformation output from Coke Ovens | 4000 | 4000-Gas | KTOE | TR | 2011 | nrg_100a | 23.9778
Imports | 4000 | 4000-Gas | KTOE | EE | 2011 | nrg_100a | 21.0722
Consumption in Oil and gas extraction | 4000 | 4000-Gas | KTOE | HU | 2014 | nrg_100a | 0.87923
Consumption in Oil and gas extraction | 4000 | 4000-Gas | KTOE | LT | 2014 | nrg_100a | 0.0041868
Consumption in Pipeline transport | 4000 | 4000-Gas | KTOE | CZ | 2012 | nrg_100a | 1.6161
Primary production | 5100 | 5100-Nuclear heat | KTOE | FR | 2009 | nrg_100a | 4425.1503
Imports | 2210 | 2210-Lignite/Brown Coal | KTOE | IT | 2011 | nrg_101a | 0.054428
Imports | 2210 | 2210-Lignite/Brown Coal | KTOE | HR | 2014 | nrg_101a | 0.6992
Imports | 2210 | 2210-Lignite/Brown Coal | KTOE | SK | 2009 | nrg_101a | 10.781
Primary production | 2210 | 2210-Lignite/Brown Coal | KTOE | EL | 2014 | nrg_101a | 267.2937
Primary production | 2210 | 2210-Lignite/Brown Coal | KTOE | HU | 2010 | nrg_101a | 66.7083
Transformation input in Gas Works | 2210 | 2210-Lignite/Brown Coal | KTOE | CZ | 2013 | nrg_101a | 16.7891
Consumption in Coal Mines | 2210 | 2210-Lignite/Brown Coal | KTOE | CZ | 2011 | nrg_101a | 11.1746
Consumption in Coal Mines | 2210 | 2210-Lignite/Brown Coal | KTOE | RO | 2014 | nrg_101a | 0.0083736
Primary production | 3105 | 3105-Crude oil (without NGL) | KTOE | ES | 2014 | nrg_102a | 12.7153
Primary production | 3105 | 3105-Crude oil (without NGL) | KTOE | RS | 2011 | nrg_102a | 43.84
Imports | 3105 | 3105-Crude oil (without NGL) | KTOE | IE | 2011 | nrg_102a | 125.9976
Imports | 3105 | 3105-Crude oil (without NGL) | KTOE | HU | 2013 | nrg_102a | 202.0592
Imports | 3105 | 3105-Crude oil (without NGL) | KTOE | LT | 2009 | nrg_102a | 357.5527
Imports | 3105 | 3105-Crude oil (without NGL) | KTOE | NL | 2012 | nrg_102a | 1987.8926
Consumption in Oil and gas extraction | 3105 | 3105-Crude oil (without NGL) | KTOE | RO | 2010 | nrg_102a | 0.046055
Imports | 3270A | 3270A-Total fuel oil | KTOE | NL | 2014 | nrg_102a | 1403.2395
Transformation input in Gas Works | 4000 | 4000-Gas | KTOE | HR | 2009 | nrg_103a | 0.1256
Consumption in Oil and gas extraction | 4000 | 4000-Gas | KTOE | PL | 2014 | nrg_103a | 10.2284
Consumption in Oil and gas extraction | 4000 | 4000-Gas | KTOE | RS | 2013 | nrg_103a | 2.4828
Consumption in Oil and gas extraction | 4000 | 4000-Gas | KTOE | UK | 2011 | nrg_103a | 172.2491
Consumption in Oil and gas extraction | 4000 | 4000-Gas | KTOE | UA | 2009 | nrg_103a | 23.8396
Consumption in Coal Mines | 4000 | 4000-Gas | KTOE | SK | 2014 | nrg_103a | 0.0041868
Consumption in Coal Mines | 4000 | 4000-Gas | KTOE | UK | 2014 | nrg_103a | 0.54428
Consumption in Coke Ovens | 4000 | 4000-Gas | KTOE | AT | 2010 | nrg_103a | 5.7569
Consumption in Coke Ovens | 4000 | 4000-Gas | KTOE | NL | 2010 | nrg_103a | 7.5949
Primary production | 5500 | 5500-Renewable energies | KTOE | LV | 2013 | nrg_110a | 89.4719
Imports | 5500 | 5500-Renewable energies | KTOE | BE | 2009 | nrg_110a | 22.8097
Primary production | 5500 | 5500-Renewable energies | KTOE | MT | 2011 | nrg_100a | 0.27214
Primary production | 5500 | 5500-Renewable energies | KTOE | NO | 2011 | nrg_100a | 498.8279
Imports | 5500 | 5500-Renewable energies | KTOE | AT | 2010 | nrg_100a | 35.3115
Imports | 5500 | 5500-Renewable energies | KTOE | FI | 2014 | nrg_100a | 17.8316
Consumption in Coal Mines | 5500 | 5500-Renewable energies | KTOE | DE | 2014 | nrg_100a | 0.38519
Primary production | 5500 | 5500-Renewable energies | KTOE | SK | 2009 | nrg_107a | 51.2004
Primary production | 5500 | 5500-Renewable energies | KTOE | PL | 2011 | nrg_110a | 311.4728
Imports | 5500 | 5500-Renewable energies | KTOE | NO | 2009 | nrg_100a | 4.9572
Imports | 5500 | 5500-Renewable energies | KTOE | PL | 2013 | nrg_100a | 7.3646
Primary production | 5500 | 5500-Renewable energies | KTOE | FR | 2009 | nrg_107a | 779.176
Primary production | 5500 | 5500-Renewable energies | KTOE | HR | 2010 | nrg_107a | 90.7238
Primary production | 5500 | 5500-Renewable energies | KTOE | PT | 2009 | nrg_107a | 200.3761
Primary production | 5500 | 5500-Renewable energies | KTOE | FR | 2010 | nrg_110a | 864.4402
Primary production | 5500 | 5500-Renewable energies | KTOE | PT | 2009 | nrg_110a | 200.3761
Imports | 5500 | 5500-Renewable energies | KTOE | RS | 2010 | nrg_110a | 0.058615
Consumption in BKB / PB Plants | 5500 | 5500-Renewable energies | KTOE | LT | 2014 | nrg_110a | 0.0083736
Primary production | 5500 | 5500-Renewable energies | KTOE | PL | 2012 | nrg_100a | 354.4377
Imports | 5500 | 5500-Renewable energies | KTOE | BG | 2010 | nrg_100a | 0.3182
Primary production | 5500 | 5500-Renewable energies | KTOE | AL | 2014 | nrg_107a | 25.9833
Primary production | 5500 | 5500-Renewable energies | KTOE | AT | 2012 | nrg_107a | 391.583
Primary production | 5500 | 5500-Renewable energies | KTOE | ME | 2011 | nrg_107a | 12.2087
Imports | 5500 | 5500-Renewable energies | KTOE | ES | 2014 | nrg_107a | 54.6084
Imports | 5500 | 5500-Renewable energies | KTOE | ME | 2014 | nrg_107a | 0.079549
Imports | 5500 | 5500-Renewable energies | KTOE | MK | 2011 | nrg_107a | 0.23027
Primary production | 5500 | 5500-Renewable energies | KTOE | BE | 2010 | nrg_110a | 93.6796
Primary production | 5500 | 5500-Renewable energies | KTOE | HU | 2010 | nrg_110a | 80.4661
Primary production | 5500 | 5500-Renewable energies | KTOE | MK | 2013 | nrg_110a | 12.8493
Imports | 5500 | 5500-Renewable energies | KTOE | MK | 2013 | nrg_110a | 0.36006
Consumption in Coal Mines | 5500 | 5500-Renewable energies | KTOE | PL | 2010 | nrg_100a | 0.058615
Imports | 3246 | 3246-Gasoline type jet fuel | KTOE | LV | 2012 | nrg_102a | 0.51916
Primary production | 5500 | 5500-Renewable energies | KTOE | BE | 2013 | nrg_107a | 122.0075
Primary production | 5500 | 5500-Renewable energies | KTOE | DE | 2009 | nrg_107a | 1016.5509
Primary production | 5500 | 5500-Renewable energies | KTOE | IE | 2013 | nrg_107a | 31.6271
Primary production | 5500 | 5500-Renewable energies | KTOE | RS | 2011 | nrg_107a | 75.8229
Imports | 5500 | 5500-Renewable energies | KTOE | HU | 2011 | nrg_107a | 5.7359
Imports | 5500 | 5500-Renewable energies | KTOE | LT | 2010 | nrg_107a | 2.7005
Imports | 5500 | 5500-Renewable energies | KTOE | IT | 2011 | nrg_107a | 123.7827
Imports | 5500 | 5500-Renewable energies | KTOE | NL | 2011 | nrg_107a | 31.7066
Imports | 5500 | 5500-Renewable energies | KTOE | SK | 2012 | nrg_107a | 1.2644
Consumption in Coal Mines | 5500 | 5500-Renewable energies | KTOE | PL | 2011 | nrg_107a | 0.037681
Consumption in BKB / PB Plants | 5500 | 5500-Renewable energies | KTOE | LT | 2014 | nrg_107a | 0.0083736
Primary production | 5500 | 5500-Renewable energies | KTOE | BG | 2009 | nrg_110a | 48.2864
Primary production | 5500 | 5500-Renewable energies | KTOE | CY | 2013 | nrg_110a | 4.5594
Primary production | 5500 | 5500-Renewable energies | KTOE | EE | 2010 | nrg_110a | 41.3447
Primary production | 5500 | 5500-Renewable energies | KTOE | IT | 2011 | nrg_110a | 762.9857
Primary production | 5500 | 5500-Renewable energies | KTOE | SE | 2010 | nrg_110a | 711.622
Imports | 5500 | 5500-Renewable energies | KTOE | HR | 2014 | nrg_110a | 0.48567
Imports | 5500 | 5500-Renewable energies | KTOE | HU | 2009 | nrg_110a | 1.951
Imports | 5500 | 5500-Renewable energies | KTOE | IE | 2012 | nrg_110a | 2.3027
Imports | 5500 | 5500-Renewable energies | KTOE | MD | 2010 | nrg_110a | 0.016747
Primary production | 5500 | 5500-Renewable energies | KTOE | DK | 2010 | nrg_100a | 130.3393
Primary production | 5500 | 5500-Renewable energies | KTOE | EE | 2012 | nrg_100a | 44.2252
Primary production | 5500 | 5500-Renewable energies | KTOE | ES | 2012 | nrg_100a | 613.1527
Primary production | 5500 | 5500-Renewable energies | KTOE | IS | 2011 | nrg_100a | 217.6759
Primary production | 5500 | 5500-Renewable energies | KTOE | RO | 2013 | nrg_100a | 232.8196
Primary production | 5500 | 5500-Renewable energies | KTOE | UK | 2012 | nrg_100a | 316.363
Imports | 5500 | 5500-Renewable energies | KTOE | DE | 2009 | nrg_100a | 32.7743
Imports | 5500 | 5500-Renewable energies | KTOE | IE | 2009 | nrg_100a | 1.277
Primary production | 5500 | 5500-Renewable energies | KTOE | MT | 2013 | nrg_107a | 0.381
Imports | 5500 | 5500-Renewable energies | KTOE | DK | 2012 | nrg_107a | 52.5988
Imports | 5500 | 5500-Renewable energies | KTOE | SE | 2014 | nrg_107a | 27.1179
Primary production | 5500 | 5500-Renewable energies | KTOE | LV | 2009 | nrg_110a | 87.4706
Imports | 5500 | 5500-Renewable energies | KTOE | SK | 2013 | nrg_110a | 1.8966
Consumption in Coal Mines | 3200 | 3200-All petroleum products | KTOE | CZ | 2012 | nrg_102a | 0.55684
Consumption in Coal Mines | 3200 | 3200-All petroleum products | KTOE | UA | 2010 | nrg_102a | 1.1514
Consumption in Oil and gas extraction | 3200 | 3200-All petroleum products | KTOE | AL | 2009 | nrg_102a | 0.80805
Transformation output from Coke Ovens | 4210 | 4210-Coke Oven Gas | KTOE | BE | 2011 | nrg_103a | 15.1102
Consumption in Coke Ovens | 4210 | 4210-Coke Oven Gas | KTOE | ES | 2011 | nrg_103a | 6.8622
Consumption in Coke Ovens | 4210 | 4210-Coke Oven Gas | KTOE | SK | 2009 | nrg_103a | 1.6622
Consumption in Coke Ovens | 4210 | 4210-Coke Oven Gas | KTOE | TR | 2009 | nrg_103a | 7.0631
Primary production | 5510 | 5510-Hydro power | KTOE | NL | 2009 | nrg_107a | 0.35169
Primary production | 5550 | 5550-Geothermal Energy | KTOE | LT | 2010 | nrg_107a | 0.18841
Consumption in Coke Ovens | 4210 | 4210-Coke Oven Gas | KTOE | UK | 2011 | nrg_110a | 12.4139
Transformation output from Coke Ovens | 4210 | 4210-Coke Oven Gas | KTOE | CZ | 2009 | nrg_110a | 16.7472
Transformation output from Coke Ovens | 4210 | 4210-Coke Oven Gas | KTOE | BE | 2013 | nrg_110a | 13.1507
Primary production | 5550 | 5550-Geothermal Energy | KTOE | NL | 2011 | nrg_110a | 0.31401
Primary production | 5550 | 5550-Geothermal Energy | KTOE | SI | 2012 | nrg_110a | 1.2184
Primary production | 5510 | 5510-Hydro power | KTOE | SI | 2010 | nrg_107a | 16.2657
Primary production | 5550 | 5550-Geothermal Energy | KTOE | SI | 2014 | nrg_107a | 1.3356
Primary production | 5550 | 5550-Geothermal Energy | KTOE | SK | 2012 | nrg_110a | 0.24702
Primary production | 5510 | 5510-Hydro power | KTOE | SK | 2010 | nrg_107a | 18.916
Primary production | 5550 | 5550-Geothermal Energy | KTOE | TR | 2013 | nrg_110a | 110.364
Primary production | 5510 | 5510-Hydro power | KTOE | TR | 2011 | nrg_107a | 188.4186
Imports | 3200 | 3200-All petroleum products | KTOE | AL | 2014 | nrg_102a | 61.4371
Imports | 3200 | 3200-All petroleum products | KTOE | NO | 2013 | nrg_102a | 203.9432
Primary production | 5510 | 5510-Hydro power | KTOE | NO | 2009 | nrg_110a | 451.0188
Imports | 3200 | 3200-All petroleum products | KTOE | SE | 2009 | nrg_102a | 310.5643
Consumption in Gas Works | 3200 | 3200-All petroleum products | KTOE | UA | 2014 | nrg_102a | 0.5401
Primary production | 5550 | 5550-Geothermal Energy | KTOE | PT | 2009 | nrg_110a | 7.0589
Imports | 3200 | 3200-All petroleum products | KTOE | EE | 2013 | nrg_102a | 70.2043
Imports | 3200 | 3200-All petroleum products | KTOE | MK | 2011 | nrg_102a | 26.2722
Consumption in Coal Mines | 3200 | 3200-All petroleum products | KTOE | EE | 2011 | nrg_102a | 0.79549
Transformation output from Coke Ovens | 4210 | 4210-Coke Oven Gas | KTOE | HU | 2009 | nrg_103a | 5.8364
Transformation output from Coke Ovens | 4210 | 4210-Coke Oven Gas | KTOE | FR | 2013 | nrg_103a | 21.8677
Consumption in Coke Ovens | 4210 | 4210-Coke Oven Gas | KTOE | DE | 2009 | nrg_103a | 8.8467
Primary production | 5510 | 5510-Hydro power | KTOE | AT | 2014 | nrg_107a | 147.6056
Primary production | 5510 | 5510-Hydro power | KTOE | FR | 2009 | nrg_107a | 205.1909
Primary production | 5510 | 5510-Hydro power | KTOE | HR | 2013 | nrg_107a | 31.0409
Primary production | 5510 | 5510-Hydro power | KTOE | MK | 2014 | nrg_107a | 4.3459
Primary production | 5510 | 5510-Hydro power | KTOE | XK | 2014 | nrg_107a | 0.54428
Primary production | 5510 | 5510-Hydro power | KTOE | UA | 2010 | nrg_107a | 47.3485
Consumption in Coke Ovens | 4210 | 4210-Coke Oven Gas | KTOE | FR | 2009 | nrg_110a | 4.9697
Transformation output from Coke Ovens | 4210 | 4210-Coke Oven Gas | KTOE | HU | 2011 | nrg_110a | 8.6164
Primary production | 5510 | 5510-Hydro power | KTOE | UK | 2014 | nrg_110a | 21.1852
Primary production | 5550 | 5550-Geothermal Energy | KTOE | FR | 2011 | nrg_110a | 7.2683
Imports | 2330 | 2330-Peat products | KTOE | LT | 2012 | nrg_101a | 1.5198
Transformation output from BKB / PB Plants | 2330 | 2330-Peat products | KTOE | LT | 2009 | nrg_101a | 0.20097
Imports | 3200 | 3200-All petroleum products | KTOE | HR | 2013 | nrg_102a | 49.9527
Imports | 3200 | 3200-All petroleum products | KTOE | LV | 2011 | nrg_102a | 88.3331
Imports | 3200 | 3200-All petroleum products | KTOE | LT | 2011 | nrg_102a | 34.6374
Consumption in Oil and gas extraction | 3200 | 3200-All petroleum products | KTOE | LT | 2014 | nrg_102a | 0.041868
Consumption in Oil and gas extraction | 3200 | 3200-All petroleum products | KTOE | NO | 2012 | nrg_102a | 8.9639
Transformation input in Gas Works | 3200 | 3200-All petroleum products | KTOE | ES | 2010 | nrg_102a | 2.3237
Transformation input in Gas Works | 3200 | 3200-All petroleum products | KTOE | HR | 2009 | nrg_102a | 0.09211
Transformation input in Gas Works | 3200 | 3200-All petroleum products | KTOE | SE | 2010 | nrg_102a | 0.57359
Consumption in Coal Mines | 3200 | 3200-All petroleum products | KTOE | NO | 2009 | nrg_102a | 0.12979
Consumption in Coal Mines | 3200 | 3200-All petroleum products | KTOE | PL | 2013 | nrg_102a | 1.03
Consumption in Coke Ovens | 3200 | 3200-All petroleum products | KTOE | BE | 2012 | nrg_102a | 0.041868
Transformation output from Coke Ovens | 4210 | 4210-Coke Oven Gas | KTOE | SK | 2010 | nrg_103a | 12.1878
Consumption in Coal Mines | 4210 | 4210-Coke Oven Gas | KTOE | PL | 2011 | nrg_103a | 0.14235
Consumption in Coke Ovens | 4210 | 4210-Coke Oven Gas | KTOE | BE | 2010 | nrg_103a | 6.6319
Consumption in Coke Ovens | 4210 | 4210-Coke Oven Gas | KTOE | SE | 2010 | nrg_103a | 3.7011
Primary production | 5510 | 5510-Hydro power | KTOE | BG | 2011 | nrg_107a | 10.5005
Primary production | 5510 | 5510-Hydro power | KTOE | IT | 2013 | nrg_107a | 189.9844
Transformation input in BKB / PB Plants | 2000 | 2000-Solid fuels | KTOE | CZ | 2010 | nrg_100a | 3.6383
Consumption in BKB / PB Plants | 2000 | 2000-Solid fuels | KTOE | IE | 2013 | nrg_100a | 0.61546
Transformation output from Patent Fuel Plants | 2000 | 2000-Solid fuels | KTOE | PL | 2014 | nrg_100a | 0.087923
Transformation output from Patent Fuel Plants | 2000 | 2000-Solid fuels | KTOE | UK | 2014 | nrg_100a | 8.0303
Transformation input in Coke Ovens | 3000 | 3000-Total petroleum products | KTOE | SE | 2011 | nrg_100a | 0.64058
Imports | 3000 | 3000-Total petroleum products | KTOE | ES | 2009 | nrg_100a | 3427.1177
Consumption in Oil and gas extraction | 3000 | 3000-Total petroleum products | KTOE | HU | 2011 | nrg_100a | 0.51498
Consumption in Coal Mines | 3000 | 3000-Total petroleum products | KTOE | EE | 2012 | nrg_100a | 0.79549
Consumption in Coal Mines | 3000 | 3000-Total petroleum products | KTOE | MK | 2010 | nrg_100a | 0.041868
Consumption in Coal Mines | 3000 | 3000-Total petroleum products | KTOE | RO | 2013 | nrg_100a | 0.041868
Transformation output from Coke Ovens | 2000 | 2000-Solid fuels | KTOE | PL | 2013 | nrg_101a | 281.6125
Transformation output from Coke Ovens | 2000 | 2000-Solid fuels | KTOE | SE | 2011 | nrg_101a | 34.8551
Transformation output from Coke Ovens | 2000 | 2000-Solid fuels | KTOE | TR | 2012 | nrg_101a | 116.0539
Transformation output from Patent Fuel Plants | 2000 | 2000-Solid fuels | KTOE | FR | 2009 | nrg_101a | 0.20515
Transformation output from BKB / PB Plants | 2000 | 2000-Solid fuels | KTOE | RS | 2012 | nrg_101a | 10.3791
Transformation output from BKB / PB Plants | 2000 | 2000-Solid fuels | KTOE | UA | 2014 | nrg_101a | 4.7395
Transformation input in Coke Ovens | 2000 | 2000-Solid fuels | KTOE | FR | 2011 | nrg_101a | 124.2893
Transformation input in Coke Ovens | 2000 | 2000-Solid fuels | KTOE | UA | 2010 | nrg_101a | 770.0153
Transformation input in Gas Works | 2000 | 2000-Solid fuels | KTOE | UA | 2011 | nrg_101a | 1.6538
Primary production | 2000 | 2000-Solid fuels | KTOE | EL | 2013 | nrg_101a | 281.7005
Primary production | 2000 | 2000-Solid fuels | KTOE | EE | 2009 | nrg_101a | 137.8797
Primary production | 2000 | 2000-Solid fuels | KTOE | RO | 2012 | nrg_101a | 265.6985
Imports | 2000 | 2000-Solid fuels | KTOE | DE | 2011 | nrg_101a | 1395.787
Imports | 2000 | 2000-Solid fuels | KTOE | IE | 2012 | nrg_101a | 56.0906
Imports | 2000 | 2000-Solid fuels | KTOE | IT | 2010 | nrg_101a | 586.1562
Imports | 2000 | 2000-Solid fuels | KTOE | LT | 2011 | nrg_101a | 11.7063
Consumption in Coal Mines | 2000 | 2000-Solid fuels | KTOE | SK | 2009 | nrg_101a | 0.020934
Primary production | 3000 | 3000-Total petroleum products | KTOE | BG | 2010 | nrg_102a | 0.9504
Primary production | 3000 | 3000-Total petroleum products | KTOE | FI | 2009 | nrg_102a | 4.124
Primary production | 3000 | 3000-Total petroleum products | KTOE | RO | 2012 | nrg_102a | 171.4955
Imports | 3000 | 3000-Total petroleum products | KTOE | CZ | 2009 | nrg_102a | 434.4684
Imports | 3000 | 3000-Total petroleum products | KTOE | DE | 2010 | nrg_102a | 5375.6419
Imports | 3000 | 3000-Total petroleum products | KTOE | HR | 2012 | nrg_102a | 169.3226
Imports | 3000 | 3000-Total petroleum products | KTOE | LV | 2009 | nrg_102a | 84.4561
Primary production | 2000 | 2000-Solid fuels | KTOE | SI | 2009 | nrg_100a | 48.5585
Primary production | 2000 | 2000-Solid fuels | KTOE | SI | 2010 | nrg_110a | 50.0741
Primary production | 2000 | 2000-Solid fuels | KTOE | SI | 2013 | nrg_101a | 45.0039
Primary production | 2000 | 2000-Solid fuels | KTOE | SK | 2014 | nrg_110a | 24.2541
Primary production | 3000 | 3000-Total petroleum products | KTOE | TR | 2014 | nrg_110a | 106.0768
Transformation input in Coke Ovens | 2000 | 2000-Solid fuels | KTOE | EE | 2013 | nrg_101a | 0.90016
Transformation input in BKB / PB Plants | 2000 | 2000-Solid fuels | KTOE | EE | 2009 | nrg_101a | 0.76618
Imports | 2000 | 2000-Solid fuels | KTOE | PL | 2013 | nrg_101a | 270.2831
Imports | 3000 | 3000-Total petroleum products | KTOE | AL | 2014 | nrg_102a | 63.3212
Imports | 3000 | 3000-Total petroleum products | KTOE | NO | 2009 | nrg_102a | 242.7883
Consumption in Oil and gas extraction | 3000 | 3000-Total petroleum products | KTOE | UA | 2009 | nrg_102a | 1.4905
Transformation input in Coke Ovens | 2000 | 2000-Solid fuels | KTOE | ES | 2011 | nrg_110a | 79.2896
Transformation input in Coke Ovens | 2000 | 2000-Solid fuels | KTOE | EE | 2009 | nrg_110a | 0.80387
Imports | 3000 | 3000-Total petroleum products | KTOE | AL | 2013 | nrg_110a | 64.3469
Imports | 3000 | 3000-Total petroleum products | KTOE | NO | 2013 | nrg_110a | 280.524
Imports | 3000 | 3000-Total petroleum products | KTOE | PL | 2011 | nrg_110a | 1231.0155
Transformation input in Coke Ovens | 2000 | 2000-Solid fuels | KTOE | ES | 2013 | nrg_100a | 61.479
Imports | 3000 | 3000-Total petroleum products | KTOE | PL | 2011 | nrg_100a | 1231.0155
Consumption in Oil and gas extraction | 3000 | 3000-Total petroleum products | KTOE | UA | 2012 | nrg_100a | 1.951
Transformation input in Coke Ovens | 2000 | 2000-Solid fuels | KTOE | CZ | 2011 | nrg_101a | 99.1979
Primary production | 2000 | 2000-Solid fuels | KTOE | PL | 2012 | nrg_101a | 2407.6947
Imports | 2000 | 2000-Solid fuels | KTOE | PT | 2012 | nrg_101a | 126.9396
Imports | 3000 | 3000-Total petroleum products | KTOE | RS | 2009 | nrg_110a | 148.0494
Imports | 3000 | 3000-Total petroleum products | KTOE | PT | 2012 | nrg_110a | 603.8538
Transformation input in Coke Ovens | 3000 | 3000-Total petroleum products | KTOE | DE | 2011 | nrg_110a | 37.3128
Primary production | 2000 | 2000-Solid fuels | KTOE | PL | 2014 | nrg_100a | 2245.7702
Imports | 2000 | 2000-Solid fuels | KTOE | BG | 2013 | nrg_100a | 42.2029
Imports | 3234 | 3234-Gasoline (without bio components) | KTOE | TR | 2011 | nrg_102a | 6.1044
Imports | 3234 | 3234-Gasoline (without bio components) | KTOE | UA | 2013 | nrg_102a | 77.4851
Primary production | 7100 | 7100-Industrial wastes | KTOE | BG | 2013 | nrg_108a | 0.32238
Primary production | 7100 | 7100-Industrial wastes | KTOE | CZ | 2010 | nrg_108a | 6.6445
Primary production | 7100 | 7100-Industrial wastes | KTOE | FI | 2011 | nrg_108a | 1.8045
Primary production | 7100 | 7100-Industrial wastes | KTOE | RS | 2013 | nrg_108a | 0.037681
Primary production | 7100 | 7100-Industrial wastes | KTOE | SI | 2011 | nrg_108a | 1.2267
Primary production | 7100 | 7100-Industrial wastes | KTOE | UK | 2013 | nrg_108a | 12.6567
Imports | 3234 | 3234-Gasoline (without bio components) | KTOE | CZ | 2012 | nrg_110a | 20.0673
Imports | 3234 | 3234-Gasoline (without bio components) | KTOE | IS | 2009 | nrg_110a | 7.1385
Primary production | 7100 | 7100-Industrial wastes | KTOE | CZ | 2012 | nrg_110a | 7.0715
Primary production | 7100 | 7100-Industrial wastes | KTOE | DE | 2013 | nrg_110a | 49.4377
Primary production | 7100 | 7100-Industrial wastes | KTOE | FI | 2013 | nrg_110a | 2.1185
Primary production | 7100 | 7100-Industrial wastes | KTOE | RS | 2013 | nrg_110a | 0.037681
Imports | 7100 | 7100-Industrial wastes | KTOE | LV | 2011 | nrg_110a | 0.41868
Imports | 3234 | 3234-Gasoline (without bio components) | KTOE | BG | 2013 | nrg_102a | 10.0316
Imports | 3234 | 3234-Gasoline (without bio components) | KTOE | FR | 2013 | nrg_102a | 9.1147
Primary production | 7100 | 7100-Industrial wastes | KTOE | LV | 2011 | nrg_108a | 0.083736
Imports | 3234 | 3234-Gasoline (without bio components) | KTOE | BE | 2013 | nrg_110a | 27.7627
Imports | 3234 | 3234-Gasoline (without bio components) | KTOE | FI | 2010 | nrg_110a | 0.73269
Imports | 3234 | 3234-Gasoline (without bio components) | KTOE | XK | 2009 | nrg_110a | 4.0403
Imports | 3234 | 3234-Gasoline (without bio components) | KTOE | UK | 2012 | nrg_110a | 187.3886
Primary production | 7100 | 7100-Industrial wastes | KTOE | LU | 2009 | nrg_110a | 0.41449
Imports | 7100 | 7100-Industrial wastes | KTOE | SK | 2011 | nrg_110a | 0.21771
Primary production | 5500 | 5500-Renewable energies | KTOE | LT | 2013 | nrg_100a | 53.9427
Primary production | 5500 | 5500-Renewable energies | KTOE | LU | 2011 | nrg_100a | 3.3913
Imports | 5500 | 5500-Renewable energies | KTOE | BE | 2012 | nrg_100a | 28.2651
Imports | 5500 | 5500-Renewable energies | KTOE | FI | 2010 | nrg_100a | 7.4651
Imports | 5500 | 5500-Renewable energies | KTOE | XK | 2014 | nrg_100a | 0.10048
Consumption in Coal Mines | 5500 | 5500-Renewable energies | KTOE | UA | 2013 | nrg_100a | 0.016747
Primary production | 5500 | 5500-Renewable energies | KTOE | SI | 2013 | nrg_100a | 47.0387
Primary production | 5500 | 5500-Renewable energies | KTOE | TR | 2011 | nrg_110a | 469.8594
Primary production | 5500 | 5500-Renewable energies | KTOE | TR | 2013 | nrg_107a | 574.3369
Imports | 3246 | 3246-Gasoline type jet fuel | KTOE | NO | 2010 | nrg_102a | 0.35588
Imports | 5500 | 5500-Renewable energies | KTOE | PL | 2012 | nrg_107a | 8.135
Imports | 5500 | 5500-Renewable energies | KTOE | AT | 2014 | nrg_110a | 40.0802
Imports | 5500 | 5500-Renewable energies | KTOE | NO | 2010 | nrg_110a | 6.7701
Imports | 5500 | 5500-Renewable energies | KTOE | PL | 2012 | nrg_110a | 8.135
Imports | 5500 | 5500-Renewable energies | KTOE | RS | 2014 | nrg_107a | 0.27214
Imports | 5500 | 5500-Renewable energies | KTOE | PT | 2010 | nrg_107a | 1.8841
Primary production | 5500 | 5500-Renewable energies | KTOE | RO | 2011 | nrg_110a | 210.4914
Imports | 5500 | 5500-Renewable energies | KTOE | CZ | 2014 | nrg_110a | 11.5137
Imports | 5500 | 5500-Renewable energies | KTOE | CY | 2010 | nrg_100a | 0.9839
Imports | 5500 | 5500-Renewable energies | KTOE | RS | 2010 | nrg_100a | 0.058615
Primary production | 5500 | 5500-Renewable energies | KTOE | AL | 2009 | nrg_107a | 27.792
Imports | 5500 | 5500-Renewable energies | KTOE | ES | 2009 | nrg_107a | 18.8364
Imports | 5500 | 5500-Renewable energies | KTOE | ME | 2009 | nrg_107a | 0.01256
Primary production | 5500 | 5500-Renewable energies | KTOE | AT | 2011 | nrg_110a | 346.4242
Primary production | 5500 | 5500-Renewable energies | KTOE | ME | 2012 | nrg_110a | 13.2094
Primary production | 5500 | 5500-Renewable energies | KTOE | MD | 2011 | nrg_110a | 10.266
Imports | 5500 | 5500-Renewable energies | KTOE | EL | 2013 | nrg_110a | 6.0457
Primary production | 5500 | 5500-Renewable energies | KTOE | HU | 2010 | nrg_100a | 80.4661
Primary production | 5500 | 5500-Renewable energies | KTOE | MD | 2011 | nrg_100a | 10.266
Imports | 5500 | 5500-Renewable energies | KTOE | EL | 2010 | nrg_100a | 6.5691
Imports | 5500 | 5500-Renewable energies | KTOE | MK | 2014 | nrg_100a | 0.35169
Primary production | 5500 | 5500-Renewable energies | KTOE | DK | 2011 | nrg_107a | 128.2919
Primary production | 5500 | 5500-Renewable energies | KTOE | CZ | 2014 | nrg_107a | 153.0736
Primary production | 5500 | 5500-Renewable energies | KTOE | EE | 2013 | nrg_107a | 46.9843
Primary production | 5500 | 5500-Renewable energies | KTOE | IS | 2012 | nrg_107a | 212.3043
Primary production | 5500 | 5500-Renewable energies | KTOE | HU | 2013 | nrg_107a | 85.7959
Primary production | 5500 | 5500-Renewable energies | KTOE | UA | 2011 | nrg_107a | 113.6842
Imports | 5500 | 5500-Renewable energies | KTOE | HR | 2013 | nrg_107a | 0.43124
Imports | 5500 | 5500-Renewable energies | KTOE | MD | 2012 | nrg_107a | 0.01256
Imports | 5500 | 5500-Renewable energies | KTOE | LV | 2013 | nrg_107a | 2.3446
Imports | 5500 | 5500-Renewable energies | KTOE | LU | 2013 | nrg_107a | 2.6377
Primary production | 5500 | 5500-Renewable energies | KTOE | EL | 2011 | nrg_110a | 83.3843
Primary production | 5500 | 5500-Renewable energies | KTOE | DK | 2010 | nrg_110a | 130.3393
Primary production | 5500 | 5500-Renewable energies | KTOE | ES | 2013 | nrg_110a | 735.29
Primary production | 5500 | 5500-Renewable energies | KTOE | IE | 2010 | nrg_110a | 25.9414
Imports | 5500 | 5500-Renewable energies | KTOE | DE | 2011 | nrg_110a | 58.3556
Imports | 5500 | 5500-Renewable energies | KTOE | HR | 2009 | nrg_110a | 0.37681
Imports | 5500 | 5500-Renewable energies | KTOE | MT | 2012 | nrg_110a | 0.1256
Imports | 5500 | 5500-Renewable energies | KTOE | TR | 2014 | nrg_110a | 2.9433
Primary production | 5500 | 5500-Renewable energies | KTOE | BG | 2012 | nrg_100a | 68.584
Primary production | 5500 | 5500-Renewable energies | KTOE | DE | 2012 | nrg_100a | 1343.385
Primary production | 5500 | 5500-Renewable energies | KTOE | FI | 2013 | nrg_100a | 415.7409
Imports | 5500 | 5500-Renewable energies | KTOE | HU | 2013 | nrg_100a | 5.0995
Imports | 5500 | 5500-Renewable energies | KTOE | IS | 2010 | nrg_100a | 0.0041868
Imports | 5500 | 5500-Renewable energies | KTOE | FR | 2010 | nrg_100a | 15.0181
Imports | 5500 | 5500-Renewable energies | KTOE | MT | 2011 | nrg_100a | 0.079549
Primary production | 5500 | 5500-Renewable energies | KTOE | LT | 2014 | nrg_107a | 56.8651
Primary production | 5500 | 5500-Renewable energies | KTOE | LU | 2012 | nrg_107a | 3.8058
Primary production | 5500 | 5500-Renewable energies | KTOE | NO | 2014 | nrg_107a | 542.7977
Imports | 5500 | 5500-Renewable energies | KTOE | AT | 2013 | nrg_107a | 40.4612
Imports | 5500 | 5500-Renewable energies | KTOE | SI | 2011 | nrg_107a | 1.4989
Imports | 5500 | 5500-Renewable energies | KTOE | UA | 2012 | nrg_107a | 0.029308
Primary production | 5500 | 5500-Renewable energies | KTOE | NL | 2013 | nrg_110a | 183.1055
Imports | 5500 | 5500-Renewable energies | KTOE | FI | 2011 | nrg_110a | 7.419
Imports | 5500 | 5500-Renewable energies | KTOE | SI | 2011 | nrg_110a | 1.4989
Imports | 5500 | 5500-Renewable energies | KTOE | XK | 2011 | nrg_110a | 0.066989
Imports | 2121 | 2121-Coke Oven Coke | KTOE | EL | 2009 | nrg_101a | 0.029308
Imports | 2121 | 2121-Coke Oven Coke | KTOE | MK | 2011 | nrg_101a | 1.1974
Imports | 2121 | 2121-Coke Oven Coke | KTOE | PT | 2012 | nrg_101a | 0.029308
Transformation output from Coke Ovens | 2121 | 2121-Coke Oven Coke | KTOE | ES | 2013 | nrg_101a | 50.1872
Transformation output from Coke Ovens | 2121 | 2121-Coke Oven Coke | KTOE | FI | 2009 | nrg_101a | 21.0345
Transformation output from Coke Ovens | 2121 | 2121-Coke Oven Coke | KTOE | IT | 2011 | nrg_101a | 136.4562
Imports | 3286 | 3286-Paraffin Waxes | KTOE | ES | 2010 | nrg_102a | 1.2812
Primary production | 5540 | 5540-Biomass and renewable wastes | KTOE | AL | 2009 | nrg_107a | 8.7923
Primary production | 5540 | 5540-Biomass and renewable wastes | KTOE | UK | 2013 | nrg_107a | 241.6663
Imports | 5540 | 5540-Biomass and renewable wastes | KTOE | ES | 2014 | nrg_107a | 54.6084
Imports | 5540 | 5540-Biomass and renewable wastes | KTOE | RO | 2014 | nrg_107a | 8.8509
Primary production | 5547 | 5547-Biodiesels | KTOE | HU | 2010 | nrg_107a | 5.3005
Imports | 5547 | 5547-Biodiesels | KTOE | EL | 2011 | nrg_107a | 0.49404
Imports | 2118 | 2118-Sub-bituminous Coal | KTOE | RO | 2010 | nrg_110a | 15.8429
Imports | 2121 | 2121-Coke Oven Coke | KTOE | MK | 2012 | nrg_110a | 0.39775
Imports | 2121 | 2121-Coke Oven Coke | KTOE | PT | 2012 | nrg_110a | 0.029308
Primary production | 3193 | 3193-Other hydrocarbons | KTOE | UK | 2014 | nrg_110a | 1.658
Imports | 5547 | 5547-Biodiesels | KTOE | ES | 2012 | nrg_110a | 77.8242
Imports | 5547 | 5547-Biodiesels | KTOE | PT | 2010 | nrg_110a | 0.64895
Imports | 2100 | 2100-Hard coal and derivatives | KTOE | HU | 2011 | nrg_101a | 52.402
Imports | 2100 | 2100-Hard coal and derivatives | KTOE | LT | 2010 | nrg_101a | 8.1224
Imports | 2100 | 2100-Hard coal and derivatives | KTOE | IT | 2011 | nrg_101a | 624.4612
Imports | 2100 | 2100-Hard coal and derivatives | KTOE | NL | 2011 | nrg_101a | 626.048
Imports | 2100 | 2100-Hard coal and derivatives | KTOE | SK | 2012 | nrg_101a | 123.7409
Transformation input in Coke Ovens | 2100 | 2100-Hard coal and derivatives | KTOE | UA | 2014 | nrg_101a | 506.9336
Transformation output from Coke Ovens | 2100 | 2100-Hard coal and derivatives | KTOE | NL | 2010 | nrg_101a | 61.6255
Transformation output from Coke Ovens | 2100 | 2100-Hard coal and derivatives | KTOE | SK | 2014 | nrg_101a | 46.5991
Imports | 2118 | 2118-Sub-bituminous Coal | KTOE | HR | 2010 | nrg_101a | 0.54428
Imports | 2118 | 2118-Sub-bituminous Coal | KTOE | HU | 2010 | nrg_101a | 5.0283
Imports | 2121 | 2121-Coke Oven Coke | KTOE | CZ | 2014 | nrg_101a | 8.4071
Imports | 2121 | 2121-Coke Oven Coke | KTOE | SK | 2011 | nrg_101a | 13.3391
Transformation input in Coke Ovens | 2121 | 2121-Coke Oven Coke | KTOE | PL | 2011 | nrg_101a | 2.9643
Transformation input in Gas Works | 2121 | 2121-Coke Oven Coke | KTOE | UA | 2009 | nrg_101a | 1.3398
Consumption in Coke Ovens | 2121 | 2121-Coke Oven Coke | KTOE | PL | 2011 | nrg_101a | 0.058615
Transformation output from Coke Ovens | 2121 | 2121-Coke Oven Coke | KTOE | PL | 2014 | nrg_101a | 272.6863
Transformation output from Coke Ovens | 2121 | 2121-Coke Oven Coke | KTOE | SE | 2012 | nrg_101a | 31.7778
Transformation output from Coke Ovens | 2121 | 2121-Coke Oven Coke | KTOE | TR | 2013 | nrg_101a | 119.843
Transformation input in Gas Works | 2410 | 2410-Oil shale and oil sands | KTOE | EE | 2014 | nrg_101a | 9.2193
Imports | 3286 | 3286-Paraffin Waxes | KTOE | CZ | 2012 | nrg_102a | 0.28052
Imports | 3286 | 3286-Paraffin Waxes | KTOE | NL | 2010 | nrg_102a | 10.5047
Primary production | 5540 | 5540-Biomass and renewable wastes | KTOE | CY | 2009 | nrg_107a | 0.77456
Primary production | 5540 | 5540-Biomass and renewable wastes | KTOE | CZ | 2010 | nrg_107a | 107.5924
Primary production | 5540 | 5540-Biomass and renewable wastes | KTOE | DE | 2011 | nrg_107a | 896.666
Primary production | 5540 | 5540-Biomass and renewable wastes | KTOE | FI | 2011 | nrg_107a | 337.8748
Primary production | 5540 | 5540-Biomass and renewable wastes | KTOE | RS | 2013 | nrg_107a | 47.0052
Primary production | 5540 | 5540-Biomass and renewable wastes | KTOE | SI | 2011 | nrg_107a | 27.2686
Imports | 5540 | 5540-Biomass and renewable wastes | KTOE | CZ | 2013 | nrg_107a | 9.8097
Imports | 5540 | 5540-Biomass and renewable wastes | KTOE | IS | 2014 | nrg_107a | 0.15491
Imports | 5540 | 5540-Biomass and renewable wastes | KTOE | HR | 2012 | nrg_107a | 0.27214
Consumption in Coal Mines | 5540 | 5540-Biomass and renewable wastes | KTOE | PL | 2009 | nrg_107a | 0.087923
Imports | 5547 | 5547-Biodiesels | KTOE | LV | 2010 | nrg_107a | 0.12979
Imports | 5547 | 5547-Biodiesels | KTOE | SK | 2014 | nrg_107a | 2.847
Primary production | 5547 | 5547-Biodiesels | KTOE | CY | 2009 | nrg_107a | 0.27214
Primary production | 5547 | 5547-Biodiesels | KTOE | DE | 2011 | nrg_107a | 113.9605
Primary production | 5547 | 5547-Biodiesels | KTOE | EL | 2010 | nrg_107a | 4.7101
Imports | 5547 | 5547-Biodiesels | KTOE | LU | 2012 | nrg_107a | 1.9845
Imports | 5547 | 5547-Biodiesels | KTOE | IE | 2012 | nrg_107a | 0.35169
Imports | 2118 | 2118-Sub-bituminous Coal | KTOE | HU | 2012 | nrg_110a | 5.1749
Primary production | 2118 | 2118-Sub-bituminous Coal | KTOE | RO | 2013 | nrg_110a | 1.0174
Imports | 2121 | 2121-Coke Oven Coke | KTOE | DE | 2011 | nrg_110a | 105.8214
Imports | 2121 | 2121-Coke Oven Coke | KTOE | IS | 2014 | nrg_110a | 0.88341
Imports | 2121 | 2121-Coke Oven Coke | KTOE | NL | 2012 | nrg_110a | 6.6403
Imports | 2121 | 2121-Coke Oven Coke | KTOE | TR | 2014 | nrg_110a | 10.0316
Transformation output from Coke Ovens | 2121 | 2121-Coke Oven Coke | KTOE | NL | 2012 | nrg_110a | 53.6664
Primary production | 5541 | 5541-Solid biofuels (excluding charcoal) | KTOE | FR | 2009 | nrg_107a | 376.4812
Imports | 3192 | 3192-Additives/Oxygenates | KTOE | ES | 2012 | nrg_110a | 0.25539
Imports | 3192 | 3192-Additives/Oxygenates | KTOE | RO | 2013 | nrg_110a | 2.7591
Primary production | 5541 | 5541-Solid biofuels (excluding charcoal) | KTOE | HR | 2009 | nrg_110a | 52.4271
Primary production | 5541 | 5541-Solid biofuels (excluding charcoal) | KTOE | HU | 2010 | nrg_110a | 63.8152
Consumption in Coal Mines | 5541 | 5541-Solid biofuels (excluding charcoal) | KTOE | PL | 2012 | nrg_110a | 0.050242
Imports | 3100 | 3100-Crude oil, feedstocks and other hydrocarbons | KTOE | DE | 2009 | nrg_102a | 4063.4318
Imports | 3100 | 3100-Crude oil, feedstocks and other hydrocarbons | KTOE | LT | 2013 | nrg_102a | 405.7763
Imports | 3100 | 3100-Crude oil, feedstocks and other hydrocarbons | KTOE | IE | 2013 | nrg_102a | 122.5058
Imports | 3100 | 3100-Crude oil, feedstocks and other hydrocarbons | KTOE | NL | 2012 | nrg_102a | 2352.655
Primary production | 3100 | 3100-Crude oil, feedstocks and other hydrocarbons | KTOE | FI | 2011 | nrg_102a | 2.5498
Primary production | 3100 | 3100-Crude oil, feedstocks and other hydrocarbons | KTOE | EL | 2012 | nrg_102a | 3.9984
Imports | 3100 | 3100-Crude oil, feedstocks and other hydrocarbons | KTOE | TR | 2011 | nrg_102a | 768.7132
Primary production | 3192 | 3192-Additives/Oxygenates | KTOE | CZ | 2009 | nrg_102a | 3.475
Primary production | 3192 | 3192-Additives/Oxygenates | KTOE | RO | 2009 | nrg_102a | 0.77456
Primary production | 3192 | 3192-Additives/Oxygenates | KTOE | RS | 2014 | nrg_102a | 0.28052
Primary production | 3192 | 3192-Additives/Oxygenates | KTOE | UA | 2009 | nrg_102a | 0.25121
Imports | 3192 | 3192-Additives/Oxygenates | KTOE | NL | 2013 | nrg_102a | 26.5192
Imports | 3192 | 3192-Additives/Oxygenates | KTOE | TR | 2012 | nrg_102a | 5.0577
Primary production | 5541 | 5541-Solid biofuels (excluding charcoal) | KTOE | BG | 2013 | nrg_107a | 46.9926
Primary production | 5541 | 5541-Solid biofuels (excluding charcoal) | KTOE | CZ | 2011 | nrg_107a | 87.0729
Primary production | 5541 | 5541-Solid biofuels (excluding charcoal) | KTOE | EE | 2012 | nrg_107a | 42.3914
Primary production | 5541 | 5541-Solid biofuels (excluding charcoal) | KTOE | FI | 2012 | nrg_107a | 332.8045
Primary production | 5541 | 5541-Solid biofuels (excluding charcoal) | KTOE | ES | 2010 | nrg_107a | 195.3393
Primary production | 5541 | 5541-Solid biofuels (excluding charcoal) | KTOE | IE | 2009 | nrg_107a | 7.3981
Primary production | 5541 | 5541-Solid biofuels (excluding charcoal) | KTOE | RS | 2010 | nrg_107a | 43.392
Primary production | 5541 | 5541-Solid biofuels (excluding charcoal) | KTOE | SE | 2010 | nrg_107a | 397.7293
Primary production | 5541 | 5541-Solid biofuels (excluding charcoal) | KTOE | XK | 2014 | nrg_107a | 10.4377
Primary production | 5541 | 5541-Solid biofuels (excluding charcoal) | KTOE | UA | 2010 | nrg_107a | 69.7521
Consumption in Coal Mines | 5541 | 5541-Solid biofuels (excluding charcoal) | KTOE | PL | 2011 | nrg_107a | 0.037681
Consumption in BKB / PB Plants | 5541 | 5541-Solid biofuels (excluding charcoal) | KTOE | DE | 2011 | nrg_107a | 0.0041868
Imports | 3192 | 3192-Additives/Oxygenates | KTOE | CZ | 2010 | nrg_110a | 1.3021
Imports | 3192 | 3192-Additives/Oxygenates | KTOE | LT | 2012 | nrg_110a | 8.2061
Imports | 3192 | 3192-Additives/Oxygenates | KTOE | HR | 2012 | nrg_110a | 2.6921
Primary production | 5541 | 5541-Solid biofuels (excluding charcoal) | KTOE | CY | 2010 | nrg_110a | 0.22609
Primary production | 5541 | 5541-Solid biofuels (excluding charcoal) | KTOE | DE | 2011 | nrg_110a | 445.0192
Primary production | 5541 | 5541-Solid biofuels (excluding charcoal) | KTOE | EL | 2010 | nrg_110a | 30.3501
Primary production | 5541 | 5541-Solid biofuels (excluding charcoal) | KTOE | EE | 2014 | nrg_110a | 46.9801
Primary production | 5541 | 5541-Solid biofuels (excluding charcoal) | KTOE | RS | 2013 | nrg_110a | 46.821
Imports | 5541 | 5541-Solid biofuels (excluding charcoal) | KTOE | LU | 2012 | nrg_110a | 0.16329
Imports | 3100 | 3100-Crude oil, feedstocks and other hydrocarbons | KTOE | AT | 2014 | nrg_102a | 324.3346
Imports | 3100 | 3100-Crude oil, feedstocks and other hydrocarbons | KTOE | DK | 2012 | nrg_102a | 182.6952
Primary production | 3100 | 3100-Crude oil, feedstocks and other hydrocarbons | KTOE | NL | 2014 | nrg_102a | 83.041
Primary production | 3100 | 3100-Crude oil, feedstocks and other hydrocarbons | KTOE | NO | 2011 | nrg_102a | 4055.8871
Imports | 3100 | 3100-Crude oil, feedstocks and other hydrocarbons | KTOE | UK | 2010 | nrg_102a | 2345.5207
Imports | 5541 | 5541-Solid biofuels (excluding charcoal) | KTOE | SK | 2010 | nrg_107a | 0.0041868
Primary production | 5541 | 5541-Solid biofuels (excluding charcoal) | KTOE | NL | 2014 | nrg_107a | 54.0139
Imports | 5541 | 5541-Solid biofuels (excluding charcoal) | KTOE | BE | 2009 | nrg_107a | 21.3192
Primary production | 3192 | 3192-Additives/Oxygenates | KTOE | NO | 2011 | nrg_110a | 5.2251
Primary production | 5541 | 5541-Solid biofuels (excluding charcoal) | KTOE | LT | 2011 | nrg_110a | 41.1688
Primary production | 5541 | 5541-Solid biofuels (excluding charcoal) | KTOE | LV | 2011 | nrg_110a | 72.8713
Primary production | 5541 | 5541-Solid biofuels (excluding charcoal) | KTOE | LU | 2009 | nrg_110a | 1.8338
Primary production | 5541 | 5541-Solid biofuels (excluding charcoal) | KTOE | SK | 2012 | nrg_110a | 33.5279
Primary production | 3100 | 3100-Crude oil, feedstocks and other hydrocarbons | KTOE | SK | 2012 | nrg_102a | 0.59453
Primary production | 5541 | 5541-Solid biofuels (excluding charcoal) | KTOE | SK | 2011 | nrg_107a | 32.812
Primary production | 3100 | 3100-Crude oil, feedstocks and other hydrocarbons | KTOE | TR | 2013 | nrg_102a | 103.9834
Imports | 2117 | 2117-Other Bituminous Coal | KTOE | SI | 2014 | nrg_110a | 0.55684
Imports | 2117 | 2117-Other Bituminous Coal | KTOE | XK | 2014 | nrg_110a | 0.33913
Transformation input in BKB / PB Plants | 2117 | 2117-Other Bituminous Coal | KTOE | BG | 2014 | nrg_110a | 0.26796
Imports | 3191 | 3191-Refinery feedstocks | KTOE | FR | 2010 | nrg_110a | 1.3816
Imports | 3191 | 3191-Refinery feedstocks | KTOE | UK | 2010 | nrg_110a | 276.4628
Imports | 3247 | 3247-Kerosene type jet fuel (without bio components) | KTOE | DK | 2010 | nrg_110a | 35.324
Imports | 3285 | 3285-Petroleum coke | KTOE | BG | 2013 | nrg_110a | 10.4879
Imports | 3285 | 3285-Petroleum coke | KTOE | DK | 2011 | nrg_110a | 8.0052
Imports | 3285 | 3285-Petroleum coke | KTOE | FR | 2014 | nrg_110a | 29.0899
Imports | 3285 | 3285-Petroleum coke | KTOE | UK | 2014 | nrg_110a | 18.2419
Imports | 3285 | 3285-Petroleum coke | KTOE | XK | 2014 | nrg_110a | 1.8548
Imports | 3285 | 3285-Petroleum coke | KTOE | AL | 2010 | nrg_110a | 4.4464
Imports | 3247 | 3247-Kerosene type jet fuel (without bio components) | KTOE | PL | 2011 | nrg_102a | 0.087923
Imports | 2117 | 2117-Other Bituminous Coal | KTOE | NO | 2012 | nrg_110a | 20.3144
Imports | 3191 | 3191-Refinery feedstocks | KTOE | PL | 2014 | nrg_110a | 3.228
Imports | 3247 | 3247-Kerosene type jet fuel (without bio components) | KTOE | NO | 2010 | nrg_110a | 11.4802
Imports | 3285 | 3285-Petroleum coke | KTOE | AT | 2009 | nrg_110a | 1.9636
Imports | 3285 | 3285-Petroleum coke | KTOE | NO | 2010 | nrg_110a | 13.2638
Imports | 2117 | 2117-Other Bituminous Coal | KTOE | PL | 2009 | nrg_101a | 204.7303
Imports | 3285 | 3285-Petroleum coke | KTOE | PT | 2009 | nrg_102a | 19.0416
Imports | 3285 | 3285-Petroleum coke | KTOE | BG | 2010 | nrg_102a | 12.4976
Primary production | 2117 | 2117-Other Bituminous Coal | KTOE | PL | 2010 | nrg_110a | 1478.0158
Imports | 2117 | 2117-Other Bituminous Coal | KTOE | BG | 2011 | nrg_110a | 35.7134
Imports | 2117 | 2117-Other Bituminous Coal | KTOE | CY | 2009 | nrg_110a | 0.74944
Imports | 2117 | 2117-Other Bituminous Coal | KTOE | PT | 2010 | nrg_110a | 67.755
Imports | 3191 | 3191-Refinery feedstocks | KTOE | SE | 2010 | nrg_110a | 15.6628
Imports | 3285 | 3285-Petroleum coke | KTOE | CZ | 2009 | nrg_110a | 0.18841
Transformation input in Coke Ovens | 3285 | 3285-Petroleum coke | KTOE | DE | 2012 | nrg_110a | 31.3131
Imports | 2117 | 2117-Other Bituminous Coal | KTOE | EL | 2011 | nrg_101a | 9.4412
Imports | 2117 | 2117-Other Bituminous Coal | KTOE | ES | 2014 | nrg_101a | 329.5137
Transformation input in Patent Fuel Plants | 2117 | 2117-Other Bituminous Coal | KTOE | UK | 2011 | nrg_101a | 6.5775
Imports | 3191 | 3191-Refinery feedstocks | KTOE | ES | 2012 | nrg_102a | 150.2391
Imports | 3247 | 3247-Kerosene type jet fuel (without bio components) | KTOE | MK | 2011 | nrg_102a | 0.041868
Imports | 3285 | 3285-Petroleum coke | KTOE | ME | 2010 | nrg_102a | 1.0216
Imports | 3285 | 3285-Petroleum coke | KTOE | RO | 2013 | nrg_102a | 3.1903
Imports | 3285 | 3285-Petroleum coke | KTOE | ES | 2014 | nrg_102a | 43.0068
Primary production | 2117 | 2117-Other Bituminous Coal | KTOE | UA | 2010 | nrg_110a | 561.1359
Imports | 2117 | 2117-Other Bituminous Coal | KTOE | MK | 2013 | nrg_110a | 0.12979
Imports | 3191 | 3191-Refinery feedstocks | KTOE | EL | 2010 | nrg_110a | 40.9888
Imports | 3191 | 3191-Refinery feedstocks | KTOE | ES | 2012 | nrg_110a | 150.2391
Imports | 3247 | 3247-Kerosene type jet fuel (without bio components) | KTOE | MT | 2011 | nrg_110a | 4.6013
Imports | 3285 | 3285-Petroleum coke | KTOE | ES | 2010 | nrg_110a | 118.8172
Imports | 3285 | 3285-Petroleum coke | KTOE | NL | 2013 | nrg_110a | 49.6806
Imports | 2117 | 2117-Other Bituminous Coal | KTOE | CZ | 2010 | nrg_101a | 26.1926
Imports | 2117 | 2117-Other Bituminous Coal | KTOE | FR | 2011 | nrg_101a | 276.3288
Imports | 2117 | 2117-Other Bituminous Coal | KTOE | HR | 2009 | nrg_101a | 17.5385
Imports | 2117 | 2117-Other Bituminous Coal | KTOE | IE | 2011 | nrg_101a | 57.1833
Imports | 2117 | 2117-Other Bituminous Coal | KTOE | LV | 2013 | nrg_101a | 2.7675
Imports | 2117 | 2117-Other Bituminous Coal | KTOE | MD | 2010 | nrg_101a | 1.4486
Imports | 2117 | 2117-Other Bituminous Coal | KTOE | NL | 2010 | nrg_101a | 393.0652
Imports | 3191 | 3191-Refinery feedstocks | KTOE | HU | 2011 | nrg_102a | 7.9424
Imports | 3191 | 3191-Refinery feedstocks | KTOE | HR | 2010 | nrg_102a | 0.55266
Imports | 3191 | 3191-Refinery feedstocks | KTOE | LT | 2010 | nrg_102a | 5.5475
Imports | 3247 | 3247-Kerosene type jet fuel (without bio components) | KTOE | LU | 2012 | nrg_102a | 15.5623
Imports | 3285 | 3285-Petroleum coke | KTOE | LV | 2012 | nrg_102a | 0.10048
Imports | 3285 | 3285-Petroleum coke | KTOE | CZ | 2013 | nrg_102a | 0.38519
Imports | 3285 | 3285-Petroleum coke | KTOE | IE | 2010 | nrg_102a | 4.1701
Imports | 3285 | 3285-Petroleum coke | KTOE | HR | 2013 | nrg_102a | 4.7101
Primary production | 2117 | 2117-Other Bituminous Coal | KTOE | BG | 2013 | nrg_110a | 0.12142
Primary production | 2117 | 2117-Other Bituminous Coal | KTOE | ES | 2010 | nrg_110a | 47.4867
Imports | 2117 | 2117-Other Bituminous Coal | KTOE | CZ | 2010 | nrg_110a | 26.1926
Imports | 2117 | 2117-Other Bituminous Coal | KTOE | DE | 2011 | nrg_110a | 976.973
Imports | 2117 | 2117-Other Bituminous Coal | KTOE | NL | 2014 | nrg_110a | 1053.738
Imports | 2117 | 2117-Other Bituminous Coal | KTOE | SK | 2011 | nrg_110a | 30.7688
Consumption in Coke Ovens | 2117 | 2117-Other Bituminous Coal | KTOE | PL | 2010 | nrg_110a | 0.29726
Imports | 3191 | 3191-Refinery feedstocks | KTOE | LT | 2010 | nrg_110a | 5.5475
Primary production | 4100 | 4100-Natural gas | KTOE | DE | 2009 | nrg_103a | 544.9664
Primary production | 4100 | 4100-Natural gas | KTOE | CZ | 2013 | nrg_103a | 8.6206
Primary production | 4100 | 4100-Natural gas | KTOE | EL | 2014 | nrg_103a | 0.22609
Primary production | 4100 | 4100-Natural gas | KTOE | HU | 2012 | nrg_103a | 74.0268
Primary production | 4100 | 4100-Natural gas | KTOE | IE | 2009 | nrg_103a | 10.1572
Primary production | 4100 | 4100-Natural gas | KTOE | RS | 2010 | nrg_103a | 12.9079
Imports | 4100 | 4100-Natural gas | KTOE | HR | 2014 | nrg_103a | 39.1884
Imports | 4100 | 4100-Natural gas | KTOE | FR | 2011 | nrg_103a | 1743.5845
Imports | 4100 | 4100-Natural gas | KTOE | HU | 2010 | nrg_103a | 331.2847
Imports | 4100 | 4100-Natural gas | KTOE | MD | 2013 | nrg_103a | 72.7247
Imports | 4100 | 4100-Natural gas | KTOE | LV | 2009 | nrg_103a | 58.6068
Transformation input in Gas Works | 4100 | 4100-Natural gas | KTOE | DK | 2011 | nrg_103a | 0.56103
Consumption in Oil and gas extraction | 4100 | 4100-Natural gas | KTOE | UK | 2013 | nrg_103a | 150.842
Consumption in Coke Ovens | 4100 | 4100-Natural gas | KTOE | AT | 2012 | nrg_103a | 0.075362
Primary production | 4000 | 4000-Gas | KTOE | BG | 2012 | nrg_103a | 12.9079
Primary production | 4000 | 4000-Gas | KTOE | DE | 2013 | nrg_103a | 371.1891
Primary production | 4000 | 4000-Gas | KTOE | RO | 2010 | nrg_103a | 360.8435
Primary production | 4000 | 4000-Gas | KTOE | RS | 2013 | nrg_103a | 17.7102
Primary production | 4000 | 4000-Gas | KTOE | UA | 2012 | nrg_103a | 645.1398
Imports | 4000 | 4000-Gas | KTOE | DE | 2011 | nrg_103a | 3145.5721
Imports | 4000 | 4000-Gas | KTOE | HU | 2009 | nrg_103a | 331.0586
Imports | 4000 | 4000-Gas | KTOE | LT | 2010 | nrg_103a | 104.021
Imports | 4000 | 4000-Gas | KTOE | LU | 2010 | nrg_103a | 50.0992
Imports | 4000 | 4000-Gas | KTOE | LV | 2010 | nrg_103a | 37.811
Imports | 4000 | 4000-Gas | KTOE | NL | 2012 | nrg_103a | 782.7683
Primary production | 5100 | 5100-Nuclear heat | KTOE | ES | 2012 | nrg_104a | 663.8758
Primary production | 5100 | 5100-Nuclear heat | KTOE | RO | 2013 | nrg_104a | 125.4742
Primary production | 5100 | 5100-Nuclear heat | KTOE | UA | 2012 | nrg_104a | 980.2848
Primary production | 7200 | 7200-Waste (non-renewable) | KTOE | BG | 2013 | nrg_108a | 0.32238
Primary production | 7200 | 7200-Waste (non-renewable) | KTOE | EE | 2014 | nrg_108a | 2.8512
Primary production | 7200 | 7200-Waste (non-renewable) | KTOE | DE | 2009 | nrg_108a | 151.1225
Primary production | 7200 | 7200-Waste (non-renewable) | KTOE | SI | 2012 | nrg_108a | 1.3314
Primary production | 7200 | 7200-Waste (non-renewable) | KTOE | SE | 2014 | nrg_108a | 25.3008
Primary production | 7200 | 7200-Waste (non-renewable) | KTOE | RS | 2009 | nrg_108a | 0.09211
Primary production | 7200 | 7200-Waste (non-renewable) | KTOE | UK | 2011 | nrg_108a | 28.3237
Primary production | 2210 | 2210-Lignite/Brown Coal | KTOE | RS | 2013 | nrg_110a | 321.1652
Primary production | 2210 | 2210-Lignite/Brown Coal | KTOE | XK | 2014 | nrg_110a | 56.2036
Imports | 2210 | 2210-Lignite/Brown Coal | KTOE | CZ | 2012 | nrg_110a | 4.4296
Imports | 2210 | 2210-Lignite/Brown Coal | KTOE | HR | 2014 | nrg_110a | 0.6992
Imports | 2210 | 2210-Lignite/Brown Coal | KTOE | LT | 2011 | nrg_110a | 0.029308
Imports | 2210 | 2210-Lignite/Brown Coal | KTOE | NL | 2013 | nrg_110a | 0.82061
Consumption in Coal Mines | 2210 | 2210-Lignite/Brown Coal | KTOE | PL | 2011 | nrg_110a | 0.2219
Consumption in Coal Mines | 2210 | 2210-Lignite/Brown Coal | KTOE | SK | 2010 | nrg_110a | 0.020934
Primary production | 3105 | 3105-Crude oil (without NGL) | KTOE | CZ | 2013 | nrg_110a | 6.5649
Primary production | 3105 | 3105-Crude oil (without NGL) | KTOE | EL | 2012 | nrg_110a | 3.9984
Primary production | 3105 | 3105-Crude oil (without NGL) | KTOE | UA | 2011 | nrg_110a | 101.7895
Imports | 3105 | 3105-Crude oil (without NGL) | KTOE | DE | 2012 | nrg_110a | 3872.2667
Imports | 3105 | 3105-Crude oil (without NGL) | KTOE | IE | 2011 | nrg_110a | 125.9976
Imports | 3105 | 3105-Crude oil (without NGL) | KTOE | LT | 2011 | nrg_110a | 379.9898
Imports | 3105 | 3105-Crude oil (without NGL) | KTOE | TR | 2013 | nrg_110a | 804.3052
Imports | 3270A | 3270A-Total fuel oil | KTOE | CZ | 2010 | nrg_110a | 2.8805
Imports | 3270A | 3270A-Total fuel oil | KTOE | FR | 2011 | nrg_110a | 296.0779
Imports | 3270A | 3270A-Total fuel oil | KTOE | IE | 2011 | nrg_110a | 9.4412
Imports | 3270A | 3270A-Total fuel oil | KTOE | MD | 2010 | nrg_110a | 0.72013
Imports | 3270A | 3270A-Total fuel oil | KTOE | TR | 2014 | nrg_110a | 45.2007
Primary production | 4000 | 4000-Gas | KTOE | CZ | 2009 | nrg_110a | 7.6074
Primary production | 4000 | 4000-Gas | KTOE | ES | 2014 | nrg_110a | 0.87085
Imports | 4000 | 4000-Gas | KTOE | HU | 2013 | nrg_110a | 283.3459
Imports | 4000 | 4000-Gas | KTOE | MD | 2014 | nrg_110a | 32.0876
Imports | 4000 | 4000-Gas | KTOE | LV | 2014 | nrg_110a | 32.6612
Imports | 4000 | 4000-Gas | KTOE | TR | 2013 | nrg_110a | 1560.5878
Transformation input in Coke Ovens | 4000 | 4000-Gas | KTOE | UK | 2011 | nrg_110a | 0.19259
Consumption in Oil and gas extraction | 4000 | 4000-Gas | KTOE | RO | 2009 | nrg_110a | 10.9317
Consumption in Oil and gas extraction | 4000 | 4000-Gas | KTOE | NO | 2014 | nrg_110a | 159.3077
Consumption in Oil and gas extraction | 4000 | 4000-Gas | KTOE | UA | 2011 | nrg_110a | 20.4693
Consumption in Oil and gas extraction | 4000 | 4000-Gas | KTOE | UK | 2011 | nrg_110a | 172.2491
Consumption in Coal Mines | 4000 | 4000-Gas | KTOE | PL | 2013 | nrg_110a | 0.65314
Imports | 3000 | 3000-Total petroleum products | KTOE | BG | 2011 | nrg_100a | 302.2702
Imports | 3000 | 3000-Total petroleum products | KTOE | RO | 2012 | nrg_100a | 334.2239
Transformation output from Coke Ovens | 2000 | 2000-Solid fuels | KTOE | ES | 2014 | nrg_101a | 46.3144
Transformation output from Coke Ovens | 2000 | 2000-Solid fuels | KTOE | FI | 2010 | nrg_101a | 23.7978
Transformation output from Coke Ovens | 2000 | 2000-Solid fuels | KTOE | IT | 2012 | nrg_101a | 119.2443
Transformation output from Coke Ovens | 2000 | 2000-Solid fuels | KTOE | SE | 2013 | nrg_101a | 30.752
Transformation output from Coke Ovens | 2000 | 2000-Solid fuels | KTOE | TR | 2014 | nrg_101a | 131.3525
Transformation output from BKB / PB Plants | 2000 | 2000-Solid fuels | KTOE | RS | 2014 | nrg_101a | 5.4219
Transformation input in Coke Ovens | 2000 | 2000-Solid fuels | KTOE | RO | 2009 | nrg_101a | 13.6406
Transformation input in Coke Ovens | 2000 | 2000-Solid fuels | KTOE | SE | 2009 | nrg_101a | 46.3814
Primary production | 2000 | 2000-Solid fuels | KTOE | LV | 2012 | nrg_101a | 0.09211
Primary production | 2000 | 2000-Solid fuels | KTOE | ME | 2014 | nrg_101a | 15.2441
Imports | 2000 | 2000-Solid fuels | KTOE | EE | 2009 | nrg_101a | 1.0006
Imports | 2000 | 2000-Solid fuels | KTOE | EL | 2009 | nrg_101a | 7.1008
Imports | 2000 | 2000-Solid fuels | KTOE | ES | 2013 | nrg_101a | 338.4651
Consumption in Coal Mines | 2000 | 2000-Solid fuels | KTOE | EE | 2012 | nrg_101a | 0.10048
Consumption in Coal Mines | 2000 | 2000-Solid fuels | KTOE | PL | 2013 | nrg_101a | 0.80805
Consumption in BKB / PB Plants | 2000 | 2000-Solid fuels | KTOE | IE | 2013 | nrg_101a | 0.61546
Primary production | 3000 | 3000-Total petroleum products | KTOE | AL | 2011 | nrg_102a | 36.714
Primary production | 3000 | 3000-Total petroleum products | KTOE | MD | 2012 | nrg_102a | 0.43543
Imports | 3000 | 3000-Total petroleum products | KTOE | EL | 2012 | nrg_102a | 1183.9642
Imports | 3000 | 3000-Total petroleum products | KTOE | MK | 2014 | nrg_102a | 44.9118
Consumption in Coal Mines | 3000 | 3000-Total petroleum products | KTOE | RO | 2009 | nrg_102a | 0.12979
Consumption in Coal Mines | 2000 | 2000-Solid fuels | KTOE | EE | 2013 | nrg_110a | 0.19259
Imports | 2000 | 2000-Solid fuels | KTOE | ES | 2011 | nrg_110a | 398.5289
Imports | 2000 | 2000-Solid fuels | KTOE | ME | 2009 | nrg_110a | 0.37681
Transformation input in Coke Ovens | 2000 | 2000-Solid fuels | KTOE | SE | 2009 | nrg_110a | 46.3814
Transformation output from Patent Fuel Plants | 2000 | 2000-Solid fuels | KTOE | UA | 2014 | nrg_110a | 2.1101
Transformation output from Patent Fuel Plants | 2000 | 2000-Solid fuels | KTOE | UK | 2014 | nrg_110a | 8.0303
Transformation output from BKB / PB Plants | 2000 | 2000-Solid fuels | KTOE | LT | 2014 | nrg_110a | 0.12142
Transformation output from BKB / PB Plants | 2000 | 2000-Solid fuels | KTOE | UA | 2010 | nrg_110a | 4.8986
Transformation output from Coke Ovens | 2000 | 2000-Solid fuels | KTOE | HU | 2012 | nrg_110a | 31.5015
Transformation output from Coke Ovens | 2000 | 2000-Solid fuels | KTOE | NL | 2009 | nrg_110a | 51.4432
Transformation output from Coke Ovens | 2000 | 2000-Solid fuels | KTOE | SK | 2013 | nrg_110a | 45.992
Imports | 3000 | 3000-Total petroleum products | KTOE | MK | 2011 | nrg_110a | 53.6999
Primary production | 3000 | 3000-Total petroleum products | KTOE | HR | 2013 | nrg_110a | 25.5227
Transformation input in Coke Ovens | 3000 | 3000-Total petroleum products | KTOE | SE | 2009 | nrg_110a | 0.3182
Transformation output from Coke Ovens | 2000 | 2000-Solid fuels | KTOE | ES | 2012 | nrg_100a | 52.1173
Transformation output from Coke Ovens | 2000 | 2000-Solid fuels | KTOE | IT | 2010 | nrg_100a | 117.1341
Transformation output from Coke Ovens | 2000 | 2000-Solid fuels | KTOE | PL | 2013 | nrg_100a | 281.6125
Primary production | 3000 | 3000-Total petroleum products | KTOE | FR | 2014 | nrg_100a | 44.6857
Primary production | 2000 | 2000-Solid fuels | KTOE | HU | 2011 | nrg_100a | 68.8896
Imports | 2000 | 2000-Solid fuels | KTOE | MK | 2012 | nrg_100a | 5.962
Transformation input in Patent Fuel Plants | 3000 | 3000-Total petroleum products | KTOE | UK | 2010 | nrg_100a | 4.0779
Transformation input in Gas Works | 2000 | 2000-Solid fuels | KTOE | EE | 2009 | nrg_100a | 9.9227
Transformation input in Coke Ovens | 2000 | 2000-Solid fuels | KTOE | AT | 2010 | nrg_100a | 53.6203
Transformation input in Patent Fuel Plants | 2000 | 2000-Solid fuels | KTOE | UK | 2012 | nrg_100a | 4.6934
Transformation output from BKB / PB Plants | 2000 | 2000-Solid fuels | KTOE | UA | 2012 | nrg_100a | 4.1994
Imports | 3000 | 3000-Total petroleum products | KTOE | ES | 2011 | nrg_100a | 3314.9282
Consumption in Oil and gas extraction | 3000 | 3000-Total petroleum products | KTOE | HU | 2013 | nrg_100a | 0.51498
Consumption in Coal Mines | 3000 | 3000-Total petroleum products | KTOE | EE | 2014 | nrg_100a | 0.75362
Consumption in Coal Mines | 3000 | 3000-Total petroleum products | KTOE | MK | 2012 | nrg_100a | 0.087923
Transformation input in Coke Ovens | 2000 | 2000-Solid fuels | KTOE | FR | 2013 | nrg_101a | 141.1245
Transformation input in Coke Ovens | 2000 | 2000-Solid fuels | KTOE | UA | 2012 | nrg_101a | 787.2859
Transformation input in Coke Ovens | 2000 | 2000-Solid fuels | KTOE | TR | 2009 | nrg_101a | 141.6311
Transformation input in Gas Works | 2000 | 2000-Solid fuels | KTOE | CZ | 2010 | nrg_101a | 19.791
Transformation input in Gas Works | 2000 | 2000-Solid fuels | KTOE | UA | 2013 | nrg_101a | 1.256
Primary production | 2000 | 2000-Solid fuels | KTOE | CZ | 2010 | nrg_101a | 867.9195
Primary production | 2000 | 2000-Solid fuels | KTOE | EE | 2011 | nrg_101a | 170.0427
Primary production | 2000 | 2000-Solid fuels | KTOE | RO | 2014 | nrg_101a | 186.2749
Primary production | 5532 | 5532-Solar thermal | KTOE | HR | 2010 | nrg_107a | 0.21771
Primary production | 5532 | 5532-Solar thermal | KTOE | AL | 2012 | nrg_107a | 0.49404
Primary production | 5532 | 5532-Solar thermal | KTOE | BE | 2012 | nrg_107a | 0.64058
Primary production | 2310 | 2310-Peat | KTOE | LV | 2014 | nrg_110a | 0.050242
Primary production | 2310 | 2310-Peat | KTOE | UA | 2012 | nrg_110a | 4.4589
Consumption in Coal Mines | 2310 | 2310-Peat | KTOE | EE | 2009 | nrg_110a | 0.13398
Consumption in BKB / PB Plants | 2310 | 2310-Peat | KTOE | IE | 2010 | nrg_110a | 0.59034
Imports | 3282 | 3282-Lubricants | KTOE | MT | 2010 | nrg_110a | 0.16747
Imports | 2230 | 2230-BKB (brown coal briquettes) | KTOE | CZ | 2014 | nrg_101a | 2.9601
Imports | 2230 | 2230-BKB (brown coal briquettes) | KTOE | NL | 2009 | nrg_101a | 1.5617
Consumption in Coal Mines | 2230 | 2230-BKB (brown coal briquettes) | KTOE | DE | 2009 | nrg_101a | 0.30145
Consumption in BKB / PB Plants | 2230 | 2230-BKB (brown coal briquettes) | KTOE | DE | 2012 | nrg_101a | 0.058615
Transformation input in BKB / PB Plants | 2310 | 2310-Peat | KTOE | FI | 2012 | nrg_101a | 0.48148
Primary production | 2310 | 2310-Peat | KTOE | SE | 2010 | nrg_101a | 9.9646
Consumption in BKB / PB Plants | 2310 | 2310-Peat | KTOE | UA | 2011 | nrg_101a | 0.26377
Imports | 3282 | 3282-Lubricants | KTOE | DK | 2014 | nrg_102a | 2.3027
Imports | 3282 | 3282-Lubricants | KTOE | IS | 2011 | nrg_102a | 0.16747
Imports | 3282 | 3282-Lubricants | KTOE | MD | 2009 | nrg_102a | 0.33494
Imports | 3281 | 3281-White Spirit and SBP | KTOE | FR | 2011 | nrg_102a | 3.3578
Imports | 3281 | 3281-White Spirit and SBP | KTOE | HU | 2012 | nrg_102a | 0.087923
Imports | 3281 | 3281-White Spirit and SBP | KTOE | IS | 2011 | nrg_102a | 0.041868
Primary production | 5532 | 5532-Solar thermal | KTOE | RO | 2012 | nrg_107a | 0.0041868
Primary production | 5532 | 5532-Solar thermal | KTOE | DK | 2014 | nrg_107a | 1.2267
Imports | 2230 | 2230-BKB (brown coal briquettes) | KTOE | DE | 2011 | nrg_110a | 1.658
Imports | 2230 | 2230-BKB (brown coal briquettes) | KTOE | IE | 2011 | nrg_110a | 0.43961
Imports | 2310 | 2310-Peat | KTOE | UA | 2012 | nrg_110a | 0.23027
Primary production | 2310 | 2310-Peat | KTOE | IE | 2011 | nrg_110a | 31.8322
Primary production | 2310 | 2310-Peat | KTOE | RO | 2009 | nrg_110a | 0.079549
Primary production | 2310 | 2310-Peat | KTOE | SE | 2012 | nrg_110a | 5.8992
Imports | 3281 | 3281-White Spirit and SBP | KTOE | CZ | 2011 | nrg_110a | 0.72432
Imports | 3281 | 3281-White Spirit and SBP | KTOE | NL | 2014 | nrg_110a | 38.5437
Imports | 3282 | 3282-Lubricants | KTOE | DE | 2014 | nrg_110a | 38.4725
Imports | 3282 | 3282-Lubricants | KTOE | IT | 2009 | nrg_110a | 9.952
Imports | 3282 | 3282-Lubricants | KTOE | MD | 2011 | nrg_110a | 0.41868
Imports | 3282 | 3282-Lubricants | KTOE | UA | 2013 | nrg_110a | 10.7517
Imports | 3282 | 3282-Lubricants | KTOE | TR | 2011 | nrg_110a | 49.601
Primary production | 5532 | 5532-Solar thermal | KTOE | ES | 2014 | nrg_110a | 100.5209
Transformation output from BKB / PB Plants | 2230 | 2230-BKB (brown coal briquettes) | KTOE | DE | 2010 | nrg_101a | 125.0597
Transformation input in BKB / PB Plants | 2310 | 2310-Peat | KTOE | LT | 2013 | nrg_101a | 0.11723
Imports | 3281 | 3281-White Spirit and SBP | KTOE | AT | 2014 | nrg_102a | 0.83736
Imports | 3282 | 3282-Lubricants | KTOE | BG | 2009 | nrg_102a | 2.1143
Imports | 3282 | 3282-Lubricants | KTOE | SI | 2014 | nrg_102a | 1.5156
Imports | 3282 | 3282-Lubricants | KTOE | SK | 2012 | nrg_102a | 2.2692
Imports | 3281 | 3281-White Spirit and SBP | KTOE | DK | 2011 | nrg_102a | 0.43543
Imports | 3281 | 3281-White Spirit and SBP | KTOE | SI | 2014 | nrg_102a | 0.087923
Primary production | 5532 | 5532-Solar thermal | KTOE | NL | 2012 | nrg_107a | 1.0718
Primary production | 5532 | 5532-Solar thermal | KTOE | MT | 2010 | nrg_107a | 0.15491
Consumption in Coal Mines | 2230 | 2230-BKB (brown coal briquettes) | KTOE | DE | 2009 | nrg_110a | 0.30145
Imports | 3281 | 3281-White Spirit and SBP | KTOE | SI | 2014 | nrg_110a | 0.087923
Imports | 3281 | 3281-White Spirit and SBP | KTOE | UK | 2012 | nrg_110a | 7.4986
Imports | 3282 | 3282-Lubricants | KTOE | BG | 2013 | nrg_110a | 0.84573
Imports | 3282 | 3282-Lubricants | KTOE | FR | 2013 | nrg_110a | 34.315
Primary production | 5532 | 5532-Solar thermal | KTOE | LU | 2013 | nrg_110a | 0.12142
Primary production | 5532 | 5532-Solar thermal | KTOE | MT | 2010 | nrg_110a | 0.15491
Primary production | 5532 | 5532-Solar thermal | KTOE | SK | 2011 | nrg_107a | 0.21353
Primary production | 5532 | 5532-Solar thermal | KTOE | TR | 2012 | nrg_107a | 32.1546
Imports | 2230 | 2230-BKB (brown coal briquettes) | KTOE | PL | 2011 | nrg_101a | 0.3182
Imports | 3282 | 3282-Lubricants | KTOE | PL | 2012 | nrg_102a | 8.0638
Imports | 3281 | 3281-White Spirit and SBP | KTOE | NO | 2011 | nrg_102a | 0.56522
Transformation input in BKB / PB Plants | 2310 | 2310-Peat | KTOE | EE | 2014 | nrg_110a | 1.0174
Imports | 3281 | 3281-White Spirit and SBP | KTOE | NO | 2013 | nrg_110a | 1.0048
Imports | 3282 | 3282-Lubricants | KTOE | PL | 2011 | nrg_110a | 8.1894
Imports | 3281 | 3281-White Spirit and SBP | KTOE | BG | 2011 | nrg_102a | 0.30982
Imports | 2230 | 2230-BKB (brown coal briquettes) | KTOE | RS | 2009 | nrg_110a | 0.041868
Imports | 3282 | 3282-Lubricants | KTOE | CY | 2013 | nrg_110a | 0.28052
Transformation output from BKB / PB Plants | 2230 | 2230-BKB (brown coal briquettes) | KTOE | RS | 2009 | nrg_101a | 8.7002
Imports | 2310 | 2310-Peat | KTOE | RO | 2011 | nrg_101a | 0.35169
Imports | 3191 | 3191-Refinery feedstocks | KTOE | IT | 2013 | nrg_110a | 334.002
Imports | 3191 | 3191-Refinery feedstocks | KTOE | UA | 2012 | nrg_110a | 0.71594
Imports | 3247 | 3247-Kerosene type jet fuel (without bio components) | KTOE | LV | 2011 | nrg_110a | 13.3517
Imports | 3285 | 3285-Petroleum coke | KTOE | IT | 2011 | nrg_110a | 78.5904
Imports | 3285 | 3285-Petroleum coke | KTOE | IS | 2010 | nrg_110a | 13.247
Imports | 2117 | 2117-Other Bituminous Coal | KTOE | BE | 2009 | nrg_101a | 54.3195
Imports | 2117 | 2117-Other Bituminous Coal | KTOE | FI | 2011 | nrg_101a | 142.033
Imports | 3191 | 3191-Refinery feedstocks | KTOE | SE | 2012 | nrg_102a | 19.4226
Imports | 3247 | 3247-Kerosene type jet fuel (without bio components) | KTOE | BE | 2013 | nrg_102a | 66.2645
Imports | 3247 | 3247-Kerosene type jet fuel (without bio components) | KTOE | FI | 2010 | nrg_102a | 4.8483
Imports | 3247 | 3247-Kerosene type jet fuel (without bio components) | KTOE | UK | 2009 | nrg_102a | 330.5855
Imports | 3285 | 3285-Petroleum coke | KTOE | UK | 2011 | nrg_102a | 16.8519
Imports | 3285 | 3285-Petroleum coke | KTOE | XK | 2009 | nrg_102a | 0.68245
Imports | 3285 | 3285-Petroleum coke | KTOE | BE | 2012 | nrg_102a | 1.6329
Imports | 3285 | 3285-Petroleum coke | KTOE | FI | 2009 | nrg_102a | 3.1945
Imports | 2117 | 2117-Other Bituminous Coal | KTOE | DK | 2013 | nrg_110a | 119.8765
Imports | 2117 | 2117-Other Bituminous Coal | KTOE | UA | 2014 | nrg_110a | 65.8919
Imports | 2117 | 2117-Other Bituminous Coal | KTOE | SI | 2013 | nrg_110a | 0.6029
Imports | 2117 | 2117-Other Bituminous Coal | KTOE | SE | 2014 | nrg_110a | 33.7582
Imports | 2117 | 2117-Other Bituminous Coal | KTOE | XK | 2013 | nrg_110a | 0.47311
Transformation input in BKB / PB Plants | 2117 | 2117-Other Bituminous Coal | KTOE | BG | 2011 | nrg_110a | 0.10467
Imports | 3191 | 3191-Refinery feedstocks | KTOE | FR | 2009 | nrg_110a | 10.4209
Imports | 3191 | 3191-Refinery feedstocks | KTOE | UK | 2009 | nrg_110a | 285.7282
Imports | 3247 | 3247-Kerosene type jet fuel (without bio components) | KTOE | DK | 2009 | nrg_110a | 36.107
Imports | 3247 | 3247-Kerosene type jet fuel (without bio components) | KTOE | UK | 2014 | nrg_110a | 358.5701
Imports | 3285 | 3285-Petroleum coke | KTOE | BG | 2012 | nrg_110a | 11.7733
Imports | 3285 | 3285-Petroleum coke | KTOE | DK | 2010 | nrg_110a | 3.7346
Imports | 3285 | 3285-Petroleum coke | KTOE | FR | 2013 | nrg_110a | 29.8226
Imports | 3285 | 3285-Petroleum coke | KTOE | UK | 2013 | nrg_110a | 25.7865
Imports | 3285 | 3285-Petroleum coke | KTOE | SK | 2014 | nrg_110a | 3.9858
Imports | 3285 | 3285-Petroleum coke | KTOE | XK | 2013 | nrg_110a | 2.6084
Imports | 3285 | 3285-Petroleum coke | KTOE | AL | 2013 | nrg_102a | 2.4618
Primary production | 2117 | 2117-Other Bituminous Coal | KTOE | NO | 2013 | nrg_110a | 52.1257
Imports | 2117 | 2117-Other Bituminous Coal | KTOE | PL | 2014 | nrg_110a | 189.235
Imports | 3191 | 3191-Refinery feedstocks | KTOE | PL | 2010 | nrg_110a | 25.6693
Primary production | 2117 | 2117-Other Bituminous Coal | KTOE | PL | 2014 | nrg_101a | 1361.6939
Imports | 3191 | 3191-Refinery feedstocks | KTOE | BG | 2011 | nrg_102a | 32.6403
Imports | 3247 | 3247-Kerosene type jet fuel (without bio components) | KTOE | BG | 2011 | nrg_102a | 0.34332
Imports | 3285 | 3285-Petroleum coke | KTOE | CY | 2013 | nrg_102a | 4.5845
Imports | 3247 | 3247-Kerosene type jet fuel (without bio components) | KTOE | BG | 2012 | nrg_110a | 0.30145
Imports | 3247 | 3247-Kerosene type jet fuel (without bio components) | KTOE | RS | 2011 | nrg_110a | 0.31401
Imports | 3285 | 3285-Petroleum coke | KTOE | CY | 2011 | nrg_110a | 2.533
Imports | 2117 | 2117-Other Bituminous Coal | KTOE | ES | 2010 | nrg_101a | 219.874
Imports | 3191 | 3191-Refinery feedstocks | KTOE | EL | 2014 | nrg_102a | 198.2031
Imports | 3191 | 3191-Refinery feedstocks | KTOE | PT | 2013 | nrg_102a | 54.6503
Imports | 3247 | 3247-Kerosene type jet fuel (without bio components) | KTOE | PT | 2011 | nrg_102a | 10.6219
Imports | 3247 | 3247-Kerosene type jet fuel (without bio components) | KTOE | RO | 2011 | nrg_102a | 2.7047
Imports | 3285 | 3285-Petroleum coke | KTOE | RO | 2009 | nrg_102a | 4.5971
Transformation input in Coke Ovens | 3285 | 3285-Petroleum coke | KTOE | SE | 2012 | nrg_102a | 0.79968
Transformation input in Patent Fuel Plants | 3285 | 3285-Petroleum coke | KTOE | UK | 2013 | nrg_102a | 3.7723
Imports | 3285 | 3285-Petroleum coke | KTOE | ES | 2010 | nrg_102a | 118.8172
Imports | 2117 | 2117-Other Bituminous Coal | KTOE | ES | 2014 | nrg_110a | 329.5137
Transformation input in Patent Fuel Plants | 2117 | 2117-Other Bituminous Coal | KTOE | UK | 2011 | nrg_110a | 6.5775
Imports | 3247 | 3247-Kerosene type jet fuel (without bio components) | KTOE | EE | 2011 | nrg_110a | 1.5491
Primary production | 2117 | 2117-Other Bituminous Coal | KTOE | BG | 2010 | nrg_101a | 0.23446
Primary production | 2117 | 2117-Other Bituminous Coal | KTOE | DE | 2011 | nrg_101a | 87.9605
Primary production | 2117 | 2117-Other Bituminous Coal | KTOE | UA | 2014 | nrg_101a | 558.3307
Imports | 2117 | 2117-Other Bituminous Coal | KTOE | LT | 2014 | nrg_101a | 7.4609
Imports | 2117 | 2117-Other Bituminous Coal | KTOE | LV | 2009 | nrg_101a | 3.3285
Imports | 2117 | 2117-Other Bituminous Coal | KTOE | SK | 2013 | nrg_101a | 26.4061
Imports | 3191 | 3191-Refinery feedstocks | KTOE | FR | 2014 | nrg_102a | 8.1182
Imports | 3247 | 3247-Kerosene type jet fuel (without bio components) | KTOE | IS | 2012 | nrg_102a | 6.3639
Imports | 3247 | 3247-Kerosene type jet fuel (without bio components) | KTOE | IT | 2013 | nrg_102a | 61.6632
Consumption in Coke Ovens | 4000 | 4000-Gas | KTOE | NL | 2012 | nrg_110a | 7.2432
Consumption in Pipeline transport | 4000 | 4000-Gas | KTOE | BG | 2010 | nrg_110a | 5.895
Primary production | 4100 | 4100-Natural gas | KTOE | EL | 2014 | nrg_110a | 0.22609
Primary production | 4100 | 4100-Natural gas | KTOE | IE | 2010 | nrg_110a | 9.3826
Imports | 4100 | 4100-Natural gas | KTOE | DE | 2009 | nrg_110a | 3075.7991
Primary production | 5100 | 5100-Nuclear heat | KTOE | UK | 2011 | nrg_110a | 744.9824
Primary production | 7200 | 7200-Waste (non-renewable) | KTOE | HR | 2014 | nrg_110a | 0.42705
Primary production | 7200 | 7200-Waste (non-renewable) | KTOE | UK | 2012 | nrg_110a | 31.4136
Primary production | 4000 | 4000-Gas | KTOE | ES | 2010 | nrg_100a | 1.8673
Primary production | 4000 | 4000-Gas | KTOE | HU | 2010 | nrg_100a | 93.5708
Primary production | 7200 | 7200-Waste (non-renewable) | KTOE | BE | 2012 | nrg_100a | 29.8226
Primary production | 7200 | 7200-Waste (non-renewable) | KTOE | FR | 2012 | nrg_100a | 52.4648
Primary production | 7200 | 7200-Waste (non-renewable) | KTOE | HU | 2012 | nrg_100a | 3.6886
Primary production | 7200 | 7200-Waste (non-renewable) | KTOE | UK | 2009 | nrg_100a | 19.4268
Imports | 7200 | 7200-Waste (non-renewable) | KTOE | NL | 2012 | nrg_100a | 4.325
Transformation output from Coke Ovens | 4000 | 4000-Gas | KTOE | SK | 2010 | nrg_100a | 12.1878
Transformation input in Gas Works | 4000 | 4000-Gas | KTOE | SE | 2014 | nrg_100a | 0.30982
Consumption in Oil and gas extraction | 4000 | 4000-Gas | KTOE | IT | 2013 | nrg_100a | 32.9124
Consumption in Coal Mines | 4000 | 4000-Gas | KTOE | PL | 2009 | nrg_100a | 0.54847
Consumption in Coal Mines | 4000 | 4000-Gas | KTOE | RO | 2013 | nrg_100a | 0.016747
Consumption in Pipeline transport | 4000 | 4000-Gas | KTOE | BE | 2012 | nrg_100a | 1.8966
Primary production | 5100 | 5100-Nuclear heat | KTOE | UK | 2012 | nrg_100a | 760.3731
Imports | 2210 | 2210-Lignite/Brown Coal | KTOE | FR | 2009 | nrg_101a | 0.86667
Imports | 2210 | 2210-Lignite/Brown Coal | KTOE | LT | 2011 | nrg_101a | 0.029308
Primary production | 2210 | 2210-Lignite/Brown Coal | KTOE | CZ | 2013 | nrg_101a | 500.7329
Primary production | 2210 | 2210-Lignite/Brown Coal | KTOE | DE | 2009 | nrg_101a | 1528.7137
Primary production | 2210 | 2210-Lignite/Brown Coal | KTOE | RO | 2012 | nrg_101a | 264.7062
Primary production | 2210 | 2210-Lignite/Brown Coal | KTOE | RS | 2009 | nrg_101a | 306.7752
Primary production | 3105 | 3105-Crude oil (without NGL) | KTOE | DE | 2013 | nrg_102a | 109.2127
Primary production | 3105 | 3105-Crude oil (without NGL) | KTOE | DK | 2011 | nrg_102a | 453.4765
Primary production | 3105 | 3105-Crude oil (without NGL) | KTOE | CZ | 2012 | nrg_102a | 6.6403
Primary production | 3105 | 3105-Crude oil (without NGL) | KTOE | IT | 2013 | nrg_102a | 234.4022
Primary production | 3105 | 3105-Crude oil (without NGL) | KTOE | RO | 2011 | nrg_102a | 179.9026
Primary production | 3105 | 3105-Crude oil (without NGL) | KTOE | PL | 2010 | nrg_102a | 28.5121
Imports | 3105 | 3105-Crude oil (without NGL) | KTOE | DE | 2014 | nrg_102a | 3715.6301
Imports | 3105 | 3105-Crude oil (without NGL) | KTOE | IT | 2009 | nrg_102a | 3238.0502
Imports | 3105 | 3105-Crude oil (without NGL) | KTOE | RS | 2010 | nrg_102a | 80.6294
Imports | 3105 | 3105-Crude oil (without NGL) | KTOE | TR | 2009 | nrg_102a | 605.742
Imports | 3270A | 3270A-Total fuel oil | KTOE | LU | 2009 | nrg_102a | 0.079549
Imports | 3270A | 3270A-Total fuel oil | KTOE | RS | 2014 | nrg_102a | 0.12142
Imports | 3270A | 3270A-Total fuel oil | KTOE | SK | 2012 | nrg_102a | 4.6808
Imports | 3270A | 3270A-Total fuel oil | KTOE | IE | 2012 | nrg_102a | 8.0805
Transformation input in Coke Ovens | 4000 | 4000-Gas | KTOE | UK | 2013 | nrg_103a | 0.19678
Consumption in Oil and gas extraction | 4000 | 4000-Gas | KTOE | NL | 2014 | nrg_103a | 25.4474
Consumption in Oil and gas extraction | 4000 | 4000-Gas | KTOE | NO | 2010 | nrg_103a | 153.0694
Consumption in Coke Ovens | 4000 | 4000-Gas | KTOE | CZ | 2012 | nrg_103a | 9.1147
Consumption in Coke Ovens | 4000 | 4000-Gas | KTOE | BE | 2012 | nrg_103a | 5.7066
Consumption in Coke Ovens | 4000 | 4000-Gas | KTOE | PL | 2014 | nrg_103a | 40.1807
Primary production | 4100 | 4100-Natural gas | KTOE | BG | 2012 | nrg_103a | 12.9079
Primary production | 4100 | 4100-Natural gas | KTOE | DK | 2011 | nrg_103a | 246.9626
Primary production | 4100 | 4100-Natural gas | KTOE | RO | 2009 | nrg_103a | 374.2329
Imports | 4100 | 4100-Natural gas | KTOE | BG | 2009 | nrg_103a | 89.2165
Imports | 4100 | 4100-Natural gas | KTOE | DE | 2009 | nrg_103a | 3075.7991
Imports | 4100 | 4100-Natural gas | KTOE | LT | 2013 | nrg_103a | 90.6568
Imports | 4100 | 4100-Natural gas | KTOE | IE | 2013 | nrg_103a | 155.3345
Imports | 4100 | 4100-Natural gas | KTOE | SK | 2009 | nrg_103a | 201.6656
Transformation input in Gas Works | 4100 | 4100-Natural gas | KTOE | HR | 2011 | nrg_103a | 0.13398
Consumption in Oil and gas extraction | 4100 | 4100-Natural gas | KTOE | NO | 2012 | nrg_103a | 150.9634
Consumption in Oil and gas extraction | 4100 | 4100-Natural gas | KTOE | PT | 2013 | nrg_103a | 0.0083736
Consumption in Oil and gas extraction | 4100 | 4100-Natural gas | KTOE | RO | 2013 | nrg_103a | 12.9623
Consumption in Coal Mines | 4100 | 4100-Natural gas | KTOE | SK | 2011 | nrg_103a | 0.0041868
Consumption in Coke Ovens | 4100 | 4100-Natural gas | KTOE | PL | 2013 | nrg_103a | 0.0041868
Primary production | 4000 | 4000-Gas | KTOE | ES | 2013 | nrg_103a | 2.085
Primary production | 4000 | 4000-Gas | KTOE | NO | 2011 | nrg_103a | 3757.004
Primary production | 4000 | 4000-Gas | KTOE | PL | 2012 | nrg_103a | 163.5699
Primary production | 2000 | 2000-Solid fuels | KTOE | UA | 2014 | nrg_101a | 1108.8028
Imports | 2000 | 2000-Solid fuels | KTOE | DE | 2013 | nrg_101a | 1566.956
Imports | 2000 | 2000-Solid fuels | KTOE | IT | 2012 | nrg_101a | 644.6835
Imports | 2000 | 2000-Solid fuels | KTOE | IE | 2014 | nrg_101a | 50.8738
Imports | 2000 | 2000-Solid fuels | KTOE | LT | 2013 | nrg_101a | 12.82
Imports | 2000 | 2000-Solid fuels | KTOE | LV | 2009 | nrg_101a | 3.4709
Imports | 2000 | 2000-Solid fuels | KTOE | LU | 2009 | nrg_101a | 2.7758
Consumption in Coal Mines | 2000 | 2000-Solid fuels | KTOE | SK | 2011 | nrg_101a | 0.020934
Primary production | 3000 | 3000-Total petroleum products | KTOE | BG | 2012 | nrg_102a | 0.9839
Primary production | 3000 | 3000-Total petroleum products | KTOE | CZ | 2010 | nrg_102a | 11.2583
Primary production | 3000 | 3000-Total petroleum products | KTOE | FI | 2011 | nrg_102a | 2.5498
Primary production | 3000 | 3000-Total petroleum products | KTOE | ES | 2009 | nrg_102a | 4.4213
Primary production | 3000 | 3000-Total petroleum products | KTOE | RO | 2014 | nrg_102a | 175.3306
Primary production | 3000 | 3000-Total petroleum products | KTOE | UK | 2009 | nrg_102a | 2942.0309
Imports | 3000 | 3000-Total petroleum products | KTOE | CZ | 2011 | nrg_102a | 427.4513
Imports | 3000 | 3000-Total petroleum products | KTOE | DE | 2012 | nrg_102a | 5241.5763
Imports | 3000 | 3000-Total petroleum products | KTOE | HR | 2014 | nrg_102a | 164.4114
Imports | 3000 | 3000-Total petroleum products | KTOE | LV | 2011 | nrg_102a | 88.4922
Transformation input in Gas Works | 3000 | 3000-Total petroleum products | KTOE | ES | 2013 | nrg_102a | 0.69082
Consumption in Oil and gas extraction | 3000 | 3000-Total petroleum products | KTOE | RO | 2010 | nrg_102a | 2.7424
Primary production | 2000 | 2000-Solid fuels | KTOE | SI | 2010 | nrg_101a | 50.0741
Primary production | 2000 | 2000-Solid fuels | KTOE | SK | 2011 | nrg_110a | 25.1878
Primary production | 3000 | 3000-Total petroleum products | KTOE | TR | 2014 | nrg_100a | 106.0768
Primary production | 2000 | 2000-Solid fuels | KTOE | TR | 2014 | nrg_110a | 678.3579
Primary production | 3000 | 3000-Total petroleum products | KTOE | TR | 2011 | nrg_110a | 100.7009
Transformation input in Coke Ovens | 2000 | 2000-Solid fuels | KTOE | EE | 2010 | nrg_101a | 0.90016
Transformation input in BKB / PB Plants | 2000 | 2000-Solid fuels | KTOE | RS | 2014 | nrg_101a | 6.5523
Imports | 2000 | 2000-Solid fuels | KTOE | PL | 2010 | nrg_101a | 346.2902
Imports | 3000 | 3000-Total petroleum products | KTOE | AL | 2011 | nrg_102a | 48.7511
Primary production | 2000 | 2000-Solid fuels | KTOE | NO | 2013 | nrg_110a | 52.1257
Imports | 3000 | 3000-Total petroleum products | KTOE | AL | 2010 | nrg_110a | 45.2886
Imports | 3000 | 3000-Total petroleum products | KTOE | NO | 2010 | nrg_110a | 251.0238
Imports | 2000 | 2000-Solid fuels | KTOE | AT | 2012 | nrg_100a | 139.7135
Imports | 2000 | 2000-Solid fuels | KTOE | PL | 2014 | nrg_100a | 269.2489
Transformation input in Coke Ovens | 2000 | 2000-Solid fuels | KTOE | ES | 2010 | nrg_100a | 77.2925
Primary production | 2000 | 2000-Solid fuels | KTOE | PL | 2009 | nrg_101a | 2348.6064
Imports | 2000 | 2000-Solid fuels | KTOE | PT | 2009 | nrg_101a | 127.8816
Imports | 2000 | 2000-Solid fuels | KTOE | SE | 2014 | nrg_101a | 84.2342
Imports | 3000 | 3000-Total petroleum products | KTOE | RS | 2012 | nrg_102a | 104.737
Primary production | 2000 | 2000-Solid fuels | KTOE | PL | 2012 | nrg_110a | 2407.6947
Imports | 2000 | 2000-Solid fuels | KTOE | BG | 2013 | nrg_110a | 42.2029
Imports | 3000 | 3000-Total petroleum products | KTOE | CY | 2013 | nrg_110a | 96.556
Imports | 3000 | 3000-Total petroleum products | KTOE | PT | 2009 | nrg_110a | 643.373
Consumption in Pipeline transport | 3000 | 3000-Total petroleum products | KTOE | UA | 2013 | nrg_110a | 0.21353
Primary production | 3000 | 3000-Total petroleum products | KTOE | PL | 2012 | nrg_100a | 28.1562
Primary production | 2000 | 2000-Solid fuels | KTOE | PL | 2011 | nrg_100a | 2315.225
Primary production | 2000 | 2000-Solid fuels | KTOE | RO | 2012 | nrg_100a | 265.6985
Imports | 2000 | 2000-Solid fuels | KTOE | CY | 2014 | nrg_100a | 0.11723
Imports | 2000 | 2000-Solid fuels | KTOE | BG | 2010 | nrg_100a | 73.1518
Imports | 2000 | 2000-Solid fuels | KTOE | RS | 2013 | nrg_100a | 12.9707
Imports | 3000 | 3000-Total petroleum products | KTOE | RO | 2009 | nrg_100a | 376.364
Transformation output from Coke Ovens | 2000 | 2000-Solid fuels | KTOE | ES | 2011 | nrg_101a | 59.2014
Transformation output from Coke Ovens | 2000 | 2000-Solid fuels | KTOE | IT | 2009 | nrg_101a | 78.5192
Transformation output from Patent Fuel Plants | 2000 | 2000-Solid fuels | KTOE | UA | 2013 | nrg_101a | 1.1137
Primary production | 2000 | 2000-Solid fuels | KTOE | LV | 2009 | nrg_101a | 0.25121
Primary production | 2000 | 2000-Solid fuels | KTOE | ME | 2011 | nrg_101a | 18.1707
Primary production | 2000 | 2000-Solid fuels | KTOE | UA | 2011 | nrg_101a | 1536.7147
Imports | 2000 | 2000-Solid fuels | KTOE | ES | 2010 | nrg_101a | 328.5549
Imports | 2000 | 2000-Solid fuels | KTOE | ME | 2014 | nrg_101a | 0.029308
Consumption in Coal Mines | 2000 | 2000-Solid fuels | KTOE | EE | 2009 | nrg_101a | 0.26796
Consumption in Coal Mines | 2000 | 2000-Solid fuels | KTOE | PL | 2010 | nrg_101a | 2.0264
Consumption in BKB / PB Plants | 2000 | 2000-Solid fuels | KTOE | IE | 2010 | nrg_101a | 0.59034
Primary production | 3000 | 3000-Total petroleum products | KTOE | MD | 2009 | nrg_102a | 0.67407
Primary production | 3000 | 3000-Total petroleum products | KTOE | UA | 2014 | nrg_102a | 118.8507
Imports | 3282 | 3282-Lubricants | KTOE | EL | 2010 | nrg_102a | 0.29308
Imports | 3282 | 3282-Lubricants | KTOE | ES | 2012 | nrg_102a | 3.362
Imports | 3282 | 3282-Lubricants | KTOE | ME | 2010 | nrg_102a | 0.079549
Transformation output from BKB / PB Plants | 2230 | 2230-BKB (brown coal briquettes) | KTOE | RS | 2011 | nrg_110a | 11.3588
Transformation input in BKB / PB Plants | 2310 | 2310-Peat | KTOE | FI | 2012 | nrg_110a | 0.48148
Transformation input in BKB / PB Plants | 2310 | 2310-Peat | KTOE | IE | 2013 | nrg_110a | 4.9739
Imports | 3282 | 3282-Lubricants | KTOE | EE | 2009 | nrg_110a | 0.16747
Imports | 3282 | 3282-Lubricants | KTOE | EL | 2010 | nrg_110a | 0.29308
Imports | 3282 | 3282-Lubricants | KTOE | ES | 2010 | nrg_110a | 7.352
Imports | 3282 | 3282-Lubricants | KTOE | MK | 2011 | nrg_110a | 0.36006
Primary production | 5532 | 5532-Solar thermal | KTOE | AL | 2009 | nrg_110a | 0.27633
Primary production | 5532 | 5532-Solar thermal | KTOE | AT | 2014 | nrg_110a | 7.6283
Primary production | 5532 | 5532-Solar thermal | KTOE | HR | 2013 | nrg_110a | 0.33913
Primary production | 5532 | 5532-Solar thermal | KTOE | FR | 2010 | nrg_110a | 2.6921
Imports | 2230 | 2230-BKB (brown coal briquettes) | KTOE | HU | 2012 | nrg_101a | 0.13816
Imports | 2230 | 2230-BKB (brown coal briquettes) | KTOE | SK | 2014 | nrg_101a | 0.46055
Consumption in BKB / PB Plants | 2230 | 2230-BKB (brown coal briquettes) | KTOE | CZ | 2010 | nrg_101a | 0.13816
Primary production | 2310 | 2310-Peat | KTOE | UA | 2014 | nrg_101a | 4.4338
Imports | 3282 | 3282-Lubricants | KTOE | IE | 2009 | nrg_102a | 1.6915
Imports | 3282 | 3282-Lubricants | KTOE | LT | 2014 | nrg_102a | 1.2602
Imports | 3282 | 3282-Lubricants | KTOE | IT | 2013 | nrg_102a | 11.8863
Imports | 3282 | 3282-Lubricants | KTOE | HU | 2013 | nrg_102a | 0.3182
Imports | 3282 | 3282-Lubricants | KTOE | NO | 2012 | nrg_102a | 1.5533
Imports | 3281 | 3281-White Spirit and SBP | KTOE | DE | 2011 | nrg_102a | 5.1833
Imports | 3281 | 3281-White Spirit and SBP | KTOE | IE | 2011 | nrg_102a | 0.046055
Imports | 3281 | 3281-White Spirit and SBP | KTOE | NL | 2009 | nrg_102a | 22.0184
Imports | 3281 | 3281-White Spirit and SBP | KTOE | SK | 2010 | nrg_102a | 0.48148
Primary production | 5532 | 5532-Solar thermal | KTOE | SE | 2014 | nrg_107a | 0.46892
Primary production | 5532 | 5532-Solar thermal | KTOE | CY | 2009 | nrg_107a | 2.4242
Primary production | 5532 | 5532-Solar thermal | KTOE | DE | 2011 | nrg_107a | 23.1823
Primary production | 5532 | 5532-Solar thermal | KTOE | EL | 2010 | nrg_107a | 7.6744
Imports | 2230 | 2230-BKB (brown coal briquettes) | KTOE | CZ | 2014 | nrg_110a | 2.9601
Consumption in BKB / PB Plants | 2230 | 2230-BKB (brown coal briquettes) | KTOE | DE | 2014 | nrg_110a | 0.20097
Imports | 3281 | 3281-White Spirit and SBP | KTOE | DE | 2012 | nrg_110a | 5.1414
Imports | 3281 | 3281-White Spirit and SBP | KTOE | HR | 2013 | nrg_110a | 0.10048
Imports | 3281 | 3281-White Spirit and SBP | KTOE | LV | 2011 | nrg_110a | 0.041868
Imports | 3282 | 3282-Lubricants | KTOE | IS | 2012 | nrg_110a | 0.16747
Imports | 3282 | 3282-Lubricants | KTOE | IE | 2010 | nrg_110a | 1.3523
Imports | 3282 | 3282-Lubricants | KTOE | HU | 2011 | nrg_110a | 0.39775
Imports | 3282 | 3282-Lubricants | KTOE | NL | 2014 | nrg_110a | 53.7794
Primary production | 5532 | 5532-Solar thermal | KTOE | IT | 2009 | nrg_110a | 3.5546
Primary production | 5532 | 5532-Solar thermal | KTOE | SI | 2014 | nrg_110a | 0.45636
Primary production | 5532 | 5532-Solar thermal | KTOE | XK | 2009 | nrg_110a | 0.0083736
Imports | 2230 | 2230-BKB (brown coal briquettes) | KTOE | BE | 2012 | nrg_101a | 8.0387
Transformation output from BKB / PB Plants | 2230 | 2230-BKB (brown coal briquettes) | KTOE | BG | 2012 | nrg_101a | 19.8999
Transformation input in BKB / PB Plants | 2310 | 2310-Peat | KTOE | UA | 2013 | nrg_101a | 3.1401
Imports | 2310 | 2310-Peat | KTOE | FI | 2013 | nrg_101a | 0.37681
Imports | 3282 | 3282-Lubricants | KTOE | FR | 2009 | nrg_102a | 28.7717
Imports | 3282 | 3282-Lubricants | KTOE | FI | 2014 | nrg_102a | 7.0129
Imports | 3282 | 3282-Lubricants | KTOE | XK | 2012 | nrg_102a | 0.20934
Imports | 3281 | 3281-White Spirit and SBP | KTOE | FI | 2012 | nrg_102a | 0.087923
Imports | 2230 | 2230-BKB (brown coal briquettes) | KTOE | BE | 2014 | nrg_110a | 8.5201
Transformation output from BKB / PB Plants | 2230 | 2230-BKB (brown coal briquettes) | KTOE | DE | 2012 | nrg_110a | 135.7193
Primary production | 2310 | 2310-Peat | KTOE | LT | 2009 | nrg_110a | 0.61965
Transformation input in BKB / PB Plants | 2310 | 2310-Peat | KTOE | LT | 2013 | nrg_110a | 0.11723
Imports | 3281 | 3281-White Spirit and SBP | KTOE | BG | 2011 | nrg_110a | 0.30982
Imports | 3281 | 3281-White Spirit and SBP | KTOE | DK | 2013 | nrg_110a | 0.52335
Imports | 3281 | 3281-White Spirit and SBP | KTOE | FR | 2011 | nrg_110a | 3.3578
Imports | 3281 | 3281-White Spirit and SBP | KTOE | SK | 2011 | nrg_110a | 0.43124
Imports | 3282 | 3282-Lubricants | KTOE | FI | 2011 | nrg_110a | 7.7707
Imports | 3282 | 3282-Lubricants | KTOE | SI | 2014 | nrg_110a | 1.5156
Imports | 3282 | 3282-Lubricants | KTOE | XK | 2014 | nrg_110a | 0.16747
Imports | 3282 | 3282-Lubricants | KTOE | UK | 2012 | nrg_110a | 18.6061
Primary production | 2410 | 2410-Oil shale and oil sands | KTOE | EE | 2012 | nrg_110a | 167.2836
Imports | 3286 | 3286-Paraffin Waxes | KTOE | HR | 2012 | nrg_110a | 0.20097
Imports | 3286 | 3286-Paraffin Waxes | KTOE | LV | 2010 | nrg_110a | 0.41868
Imports | 3286 | 3286-Paraffin Waxes | KTOE | IT | 2013 | nrg_110a | 0.43961
Primary production | 5547 | 5547-Biodiesels | KTOE | BG | 2014 | nrg_110a | 2.2818
Primary production | 5547 | 5547-Biodiesels | KTOE | BE | 2013 | nrg_110a | 11.0992
Primary production | 5547 | 5547-Biodiesels | KTOE | ES | 2010 | nrg_110a | 31.5978
Primary production | 5547 | 5547-Biodiesels | KTOE | EL | 2012 | nrg_110a | 5.2042
Primary production | 5547 | 5547-Biodiesels | KTOE | RO | 2011 | nrg_110a | 3.9398
Imports | 5547 | 5547-Biodiesels | KTOE | CZ | 2010 | nrg_110a | 1.8003
Imports | 5547 | 5547-Biodiesels | KTOE | DE | 2011 | nrg_110a | 37.677
Imports | 5547 | 5547-Biodiesels | KTOE | IS | 2013 | nrg_110a | 0.18422
Primary production | 5547 | 5547-Biodiesels | KTOE | SK | 2012 | nrg_107a | 4.1575
Primary production | 5547 | 5547-Biodiesels | KTOE | SK | 2011 | nrg_110a | 4.7981
Primary production | 2100 | 2100-Hard coal and derivatives | KTOE | TR | 2010 | nrg_101a | 84.5315
Primary production | 2118 | 2118-Sub-bituminous Coal | KTOE | TR | 2014 | nrg_110a | 17.2036
Imports | 2100 | 2100-Hard coal and derivatives | KTOE | AL | 2009 | nrg_101a | 4.1073
Imports | 2121 | 2121-Coke Oven Coke | KTOE | NO | 2010 | nrg_110a | 12.3678
Imports | 2100 | 2100-Hard coal and derivatives | KTOE | RS | 2014 | nrg_101a | 12.3636
Imports | 3286 | 3286-Paraffin Waxes | KTOE | RS | 2014 | nrg_102a | 0.20097
Primary production | 5540 | 5540-Biomass and renewable wastes | KTOE | PT | 2013 | nrg_107a | 130.6742
Imports | 5540 | 5540-Biomass and renewable wastes | KTOE | RS | 2014 | nrg_107a | 0.27214
Imports | 5540 | 5540-Biomass and renewable wastes | KTOE | PT | 2012 | nrg_107a | 2.7256
Imports | 5547 | 5547-Biodiesels | KTOE | CY | 2011 | nrg_107a | 0.4438
Imports | 3286 | 3286-Paraffin Waxes | KTOE | RS | 2011 | nrg_110a | 0.20097
Primary production | 5547 | 5547-Biodiesels | KTOE | PL | 2012 | nrg_110a | 23.2451
Imports | 2100 | 2100-Hard coal and derivatives | KTOE | ES | 2010 | nrg_101a | 328.5549
Transformation input in Coke Ovens | 2100 | 2100-Hard coal and derivatives | KTOE | BE | 2013 | nrg_101a | 66.4864
Transformation input in Coke Ovens | 2100 | 2100-Hard coal and derivatives | KTOE | SE | 2010 | nrg_101a | 55.4081
Transformation output from Coke Ovens | 2100 | 2100-Hard coal and derivatives | KTOE | FR | 2013 | nrg_101a | 98.9592
Transformation output from Coke Ovens | 2100 | 2100-Hard coal and derivatives | KTOE | HU | 2009 | nrg_101a | 22.9562
Transformation output from Coke Ovens | 2100 | 2100-Hard coal and derivatives | KTOE | SK | 2010 | nrg_101a | 49.4001
Imports | 2121 | 2121-Coke Oven Coke | KTOE | RO | 2013 | nrg_101a | 20.4065
Transformation output from Coke Ovens | 2121 | 2121-Coke Oven Coke | KTOE | ES | 2009 | nrg_101a | 54.6336
Transformation output from Coke Ovens | 2121 | 2121-Coke Oven Coke | KTOE | NL | 2014 | nrg_101a | 57.3131
Transformation output from Coke Ovens | 2121 | 2121-Coke Oven Coke | KTOE | PL | 2010 | nrg_101a | 280.5533
Transformation output from Coke Ovens | 2121 | 2121-Coke Oven Coke | KTOE | TR | 2009 | nrg_101a | 97.9544
Consumption in Coke Ovens | 2121 | 2121-Coke Oven Coke | KTOE | FR | 2009 | nrg_101a | 0.11304
Transformation input in Gas Works | 2410 | 2410-Oil shale and oil sands | KTOE | EE | 2010 | nrg_101a | 11.3295
Imports | 3286 | 3286-Paraffin Waxes | KTOE | MK | 2013 | nrg_102a | 0.041868
Primary production | 5540 | 5540-Biomass and renewable wastes | KTOE | BE | 2012 | nrg_107a | 98.5489
Primary production | 5540 | 5540-Biomass and renewable wastes | KTOE | HU | 2012 | nrg_107a | 73.8677
Imports | 5540 | 5540-Biomass and renewable wastes | KTOE | ES | 2010 | nrg_107a | 34.5411
Imports | 5540 | 5540-Biomass and renewable wastes | KTOE | EL | 2013 | nrg_107a | 6.0457
Imports | 5540 | 5540-Biomass and renewable wastes | KTOE | RO | 2010 | nrg_107a | 6.7659
Consumption in Coal Mines | 5540 | 5540-Biomass and renewable wastes | KTOE | RO | 2009 | nrg_107a | 0.0083736
Primary production | 5547 | 5547-Biodiesels | KTOE | BE | 2014 | nrg_107a | 14.2184
Imports | 2118 | 2118-Sub-bituminous Coal | KTOE | MK | 2013 | nrg_110a | 2.9015
Consumption in Coal Mines | 2118 | 2118-Sub-bituminous Coal | KTOE | HU | 2009 | nrg_110a | 0.046055
Transformation output from Coke Ovens | 2121 | 2121-Coke Oven Coke | KTOE | HU | 2011 | nrg_110a | 29.8979
Transformation output from Coke Ovens | 2121 | 2121-Coke Oven Coke | KTOE | RO | 2010 | nrg_110a | 0.058615
Transformation output from Coke Ovens | 2121 | 2121-Coke Oven Coke | KTOE | SK | 2012 | nrg_110a | 44.4596
Primary production | 5547 | 5547-Biodiesels | KTOE | AT | 2014 | nrg_110a | 9.8139
Primary production | 5547 | 5547-Biodiesels | KTOE | FR | 2011 | nrg_110a | 67.7675
Primary production | 5547 | 5547-Biodiesels | KTOE | HR | 2012 | nrg_110a | 1.4528
Primary production | 2100 | 2100-Hard coal and derivatives | KTOE | CZ | 2011 | nrg_101a | 300.5913
Imports | 2100 | 2100-Hard coal and derivatives | KTOE | HR | 2014 | nrg_101a | 24.6603
Imports | 2100 | 2100-Hard coal and derivatives | KTOE | LV | 2014 | nrg_101a | 2.0557
Imports | 2100 | 2100-Hard coal and derivatives | KTOE | MD | 2013 | nrg_101a | 6.3472
Imports | 2100 | 2100-Hard coal and derivatives | KTOE | LU | 2014 | nrg_101a | 2.1269
Transformation input in Coke Ovens | 2100 | 2100-Hard coal and derivatives | KTOE | FI | 2012 | nrg_101a | 36.0693
Transformation input in Coke Ovens | 2100 | 2100-Hard coal and derivatives | KTOE | IT | 2012 | nrg_101a | 154.9828
Primary production | 5510 | 5510-Hydro power | KTOE | IS | 2009 | nrg_107a | 44.2042
Primary production | 5510 | 5510-Hydro power | KTOE | SE | 2014 | nrg_107a | 229.5497
Primary production | 5550 | 5550-Geothermal Energy | KTOE | ES | 2014 | nrg_107a | 0.78712
Consumption in Coke Ovens | 4210 | 4210-Coke Oven Gas | KTOE | AT | 2010 | nrg_110a | 1.277
Consumption in Coke Ovens | 4210 | 4210-Coke Oven Gas | KTOE | NL | 2010 | nrg_110a | 6.611
Transformation output from Coke Ovens | 4210 | 4210-Coke Oven Gas | KTOE | SK | 2012 | nrg_110a | 11.677
Primary production | 5510 | 5510-Hydro power | KTOE | BG | 2011 | nrg_110a | 10.5005
Primary production | 5510 | 5510-Hydro power | KTOE | CZ | 2009 | nrg_110a | 8.7462
Primary production | 5510 | 5510-Hydro power | KTOE | EL | 2012 | nrg_110a | 15.8512
Primary production | 5510 | 5510-Hydro power | KTOE | FI | 2010 | nrg_110a | 46.5195
Primary production | 5550 | 5550-Geothermal Energy | KTOE | BG | 2013 | nrg_110a | 1.3984
Transformation output from BKB / PB Plants | 2330 | 2330-Peat products | KTOE | EE | 2012 | nrg_101a | 1.0383
Imports | 3200 | 3200-All petroleum products | KTOE | BG | 2010 | nrg_102a | 70.4303
Imports | 3200 | 3200-All petroleum products | KTOE | BE | 2014 | nrg_102a | 948.7373
Imports | 3200 | 3200-All petroleum products | KTOE | DK | 2013 | nrg_102a | 308.99
Imports | 3200 | 3200-All petroleum products | KTOE | SK | 2010 | nrg_102a | 57.2587
Imports | 3200 | 3200-All petroleum products | KTOE | SI | 2014 | nrg_102a | 157.2604
Imports | 3200 | 3200-All petroleum products | KTOE | XK | 2014 | nrg_102a | 19.992
Consumption in Coal Mines | 3200 | 3200-All petroleum products | KTOE | CZ | 2011 | nrg_102a | 0.6029
Consumption in Coal Mines | 3200 | 3200-All petroleum products | KTOE | UA | 2009 | nrg_102a | 1.1932
Transformation output from Coke Ovens | 4210 | 4210-Coke Oven Gas | KTOE | BE | 2010 | nrg_103a | 15.1311
Transformation output from Coke Ovens | 4210 | 4210-Coke Oven Gas | KTOE | AT | 2014 | nrg_103a | 9.077
Consumption in Coal Mines | 4210 | 4210-Coke Oven Gas | KTOE | DE | 2009 | nrg_103a | 0.25539
Consumption in Coke Ovens | 4210 | 4210-Coke Oven Gas | KTOE | ES | 2010 | nrg_103a | 8.7253
Primary production | 5550 | 5550-Geothermal Energy | KTOE | LT | 2009 | nrg_107a | 0.21353
Transformation output from BKB / PB Plants | 2330 | 2330-Peat products | KTOE | FI | 2014 | nrg_110a | 0.18003
Consumption in Coke Ovens | 4210 | 4210-Coke Oven Gas | KTOE | UK | 2010 | nrg_110a | 12.5102
Consumption in Coke Ovens | 4210 | 4210-Coke Oven Gas | KTOE | TR | 2014 | nrg_110a | 7.2641
Consumption in Coke Ovens | 4210 | 4210-Coke Oven Gas | KTOE | SK | 2014 | nrg_110a | 1.8464
Transformation output from Coke Ovens | 4210 | 4210-Coke Oven Gas | KTOE | BE | 2012 | nrg_110a | 13.6532
Primary production | 5550 | 5550-Geothermal Energy | KTOE | NL | 2010 | nrg_110a | 0.3182
Primary production | 5550 | 5550-Geothermal Energy | KTOE | SI | 2010 | nrg_107a | 1.1597
Primary production | 5510 | 5510-Hydro power | KTOE | SI | 2011 | nrg_110a | 12.8242
Primary production | 5550 | 5550-Geothermal Energy | KTOE | TR | 2009 | nrg_110a | 68.0146
Primary production | 5510 | 5510-Hydro power | KTOE | TR | 2012 | nrg_110a | 208.3142
Imports | 3200 | 3200-All petroleum products | KTOE | AL | 2010 | nrg_102a | 45.2886
Imports | 3200 | 3200-All petroleum products | KTOE | NO | 2009 | nrg_102a | 200.7445
Imports | 3200 | 3200-All petroleum products | KTOE | PL | 2011 | nrg_102a | 232.8405
Consumption in Pipeline transport | 3200 | 3200-All petroleum products | KTOE | PL | 2011 | nrg_102a | 0.041868
Primary production | 5510 | 5510-Hydro power | KTOE | HR | 2009 | nrg_107a | 26.6741
Primary production | 5510 | 5510-Hydro power | KTOE | PT | 2011 | nrg_107a | 41.5456
Primary production | 5510 | 5510-Hydro power | KTOE | HR | 2012 | nrg_110a | 17.4129
Primary production | 5550 | 5550-Geothermal Energy | KTOE | HR | 2011 | nrg_110a | 0.28889
Imports | 3200 | 3200-All petroleum products | KTOE | ES | 2014 | nrg_102a | 634.2667
Imports | 3200 | 3200-All petroleum products | KTOE | EL | 2011 | nrg_102a | 269.048
Imports | 3200 | 3200-All petroleum products | KTOE | EE | 2009 | nrg_102a | 51.9666
Consumption in Oil and gas extraction | 3200 | 3200-All petroleum products | KTOE | HU | 2013 | nrg_102a | 0.51498
Consumption in Oil and gas extraction | 3200 | 3200-All petroleum products | KTOE | LT | 2009 | nrg_102a | 0.041868
Transformation input in Coke Ovens | 3200 | 3200-All petroleum products | KTOE | SE | 2010 | nrg_102a | 1.0258
Transformation output from Coke Ovens | 4210 | 4210-Coke Oven Gas | KTOE | FR | 2009 | nrg_103a | 22.391
Transformation output from Coke Ovens | 4210 | 4210-Coke Oven Gas | KTOE | FI | 2013 | nrg_103a | 7.486
Consumption in Coke Ovens | 4210 | 4210-Coke Oven Gas | KTOE | HU | 2013 | nrg_103a | 2.8387
Primary production | 5510 | 5510-Hydro power | KTOE | AT | 2010 | nrg_107a | 138.1058
Primary production | 5510 | 5510-Hydro power | KTOE | AL | 2011 | nrg_107a | 14.8757
Primary production | 5510 | 5510-Hydro power | KTOE | HU | 2014 | nrg_107a | 1.0886
Primary production | 5510 | 5510-Hydro power | KTOE | MK | 2010 | nrg_107a | 8.7504
Primary production | 5550 | 5550-Geothermal Energy | KTOE | MK | 2012 | nrg_107a | 0.45217
Consumption in Coke Ovens | 4210 | 4210-Coke Oven Gas | KTOE | DE | 2011 | nrg_110a | 8.248
Transformation output from Coke Ovens | 4210 | 4210-Coke Oven Gas | KTOE | FR | 2011 | nrg_110a | 19.3974
Transformation output from Coke Ovens | 4210 | 4210-Coke Oven Gas | KTOE | RO | 2010 | nrg_110a | 0.01256
Consumption in Coal Mines | 4210 | 4210-Coke Oven Gas | KTOE | PL | 2012 | nrg_110a | 0.13398
Primary production | 5510 | 5510-Hydro power | KTOE | AT | 2014 | nrg_110a | 147.6056
Primary production | 5541 | 5541-Solid biofuels (excluding charcoal) | KTOE | TR | 2014 | nrg_107a | 131.9763
Imports | 3100 | 3100-Crude oil, feedstocks and other hydrocarbons | KTOE | AL | 2014 | nrg_102a | 1.8841
Imports | 3100 | 3100-Crude oil, feedstocks and other hydrocarbons | KTOE | NO | 2012 | nrg_102a | 56.8567
Imports | 3100 | 3100-Crude oil, feedstocks and other hydrocarbons | KTOE | PL | 2010 | nrg_102a | 969.2484
Imports | 5541 | 5541-Solid biofuels (excluding charcoal) | KTOE | NO | 2010 | nrg_107a | 1.9008
Primary production | 5541 | 5541-Solid biofuels (excluding charcoal) | KTOE | NO | 2013 | nrg_107a | 44.1372
Imports | 5541 | 5541-Solid biofuels (excluding charcoal) | KTOE | NO | 2013 | nrg_110a | 1.704
Imports | 3100 | 3100-Crude oil, feedstocks and other hydrocarbons | KTOE | PT | 2014 | nrg_102a | 519.6489
Imports | 3100 | 3100-Crude oil, feedstocks and other hydrocarbons | KTOE | RS | 2013 | nrg_102a | 74.6255
Primary production | 3192 | 3192-Additives/Oxygenates | KTOE | PL | 2009 | nrg_102a | 0.17585
Imports | 3192 | 3192-Additives/Oxygenates | KTOE | CZ | 2014 | nrg_102a | 0.47311
Imports | 3192 | 3192-Additives/Oxygenates | KTOE | RO | 2012 | nrg_102a | 4.304
Primary production | 5541 | 5541-Solid biofuels (excluding charcoal) | KTOE | PL | 2012 | nrg_107a | 292.561
Consumption in BKB / PB Plants | 5541 | 5541-Solid biofuels (excluding charcoal) | KTOE | LT | 2014 | nrg_107a | 0.0083736
Primary production | 3192 | 3192-Additives/Oxygenates | KTOE | PL | 2013 | nrg_110a | 0.033494
Imports | 3192 | 3192-Additives/Oxygenates | KTOE | PT | 2012 | nrg_110a | 3.8854
Imports | 3192 | 3192-Additives/Oxygenates | KTOE | RS | 2011 | nrg_110a | 0.6657
Imports | 3100 | 3100-Crude oil, feedstocks and other hydrocarbons | KTOE | ES | 2012 | nrg_102a | 2617.311
Primary production | 3100 | 3100-Crude oil, feedstocks and other hydrocarbons | KTOE | FR | 2011 | nrg_102a | 47.8342
Imports | 3100 | 3100-Crude oil, feedstocks and other hydrocarbons | KTOE | RO | 2011 | nrg_102a | 247.0379
Imports | 3192 | 3192-Additives/Oxygenates | KTOE | NL | 2009 | nrg_102a | 22.4831
Primary production | 5541 | 5541-Solid biofuels (excluding charcoal) | KTOE | ME | 2013 | nrg_107a | 7.2767
Primary production | 5541 | 5541-Solid biofuels (excluding charcoal) | KTOE | XK | 2010 | nrg_107a | 9.8432
Imports | 3192 | 3192-Additives/Oxygenates | KTOE | RO | 2009 | nrg_110a | 8.83
Primary production | 5541 | 5541-Solid biofuels (excluding charcoal) | KTOE | BE | 2014 | nrg_110a | 46.2265
Primary production | 5541 | 5541-Solid biofuels (excluding charcoal) | KTOE | MD | 2009 | nrg_110a | 3.3955
Imports | 5541 | 5541-Solid biofuels (excluding charcoal) | KTOE | MK | 2011 | nrg_110a | 0.23027
Consumption in Oil and gas extraction | 3100 | 3100-Crude oil, feedstocks and other hydrocarbons | KTOE | RO | 2010 | nrg_102a | 0.046055
Imports | 3100 | 3100-Crude oil, feedstocks and other hydrocarbons | KTOE | IE | 2009 | nrg_102a | 111.6452
Imports | 3100 | 3100-Crude oil, feedstocks and other hydrocarbons | KTOE | LT | 2009 | nrg_102a | 369.8577
Primary production | 3100 | 3100-Crude oil, feedstocks and other hydrocarbons | KTOE | BG | 2013 | nrg_102a | 1.143
Primary production | 3192 | 3192-Additives/Oxygenates | KTOE | RS | 2010 | nrg_102a | 0.45636
Imports | 3192 | 3192-Additives/Oxygenates | KTOE | HR | 2014 | nrg_102a | 2.4786
Primary production | 5541 | 5541-Solid biofuels (excluding charcoal) | KTOE | BG | 2009 | nrg_107a | 32.8413
Primary production | 5541 | 5541-Solid biofuels (excluding charcoal) | KTOE | HU | 2014 | nrg_107a | 58.7324
Imports | 5541 | 5541-Solid biofuels (excluding charcoal) | KTOE | CZ | 2012 | nrg_107a | 4.011
Imports | 5541 | 5541-Solid biofuels (excluding charcoal) | KTOE | HR | 2011 | nrg_107a | 0.09211
Imports | 5541 | 5541-Solid biofuels (excluding charcoal) | KTOE | LV | 2011 | nrg_107a | 0.18003
Primary production | 3192 | 3192-Additives/Oxygenates | KTOE | IT | 2011 | nrg_110a | 12.4599
Imports | 3192 | 3192-Additives/Oxygenates | KTOE | FR | 2013 | nrg_110a | 3.4834
Consumption in BKB / PB Plants | 5541 | 5541-Solid biofuels (excluding charcoal) | KTOE | DE | 2011 | nrg_110a | 0.0041868
Primary production | 5541 | 5541-Solid biofuels (excluding charcoal) | KTOE | EE | 2010 | nrg_110a | 40.097
Primary production | 5541 | 5541-Solid biofuels (excluding charcoal) | KTOE | RS | 2009 | nrg_110a | 43.8149
Primary production | 5541 | 5541-Solid biofuels (excluding charcoal) | KTOE | SE | 2014 | nrg_110a | 375.0577
Imports | 5541 | 5541-Solid biofuels (excluding charcoal) | KTOE | HR | 2013 | nrg_110a | 0.25958
Imports | 5541 | 5541-Solid biofuels (excluding charcoal) | KTOE | LV | 2011 | nrg_110a | 0.18003
Imports | 5541 | 5541-Solid biofuels (excluding charcoal) | KTOE | LT | 2011 | nrg_110a | 4.6013
Imports | 3100 | 3100-Crude oil, feedstocks and other hydrocarbons | KTOE | AT | 2010 | nrg_102a | 295.7639
Imports | 3100 | 3100-Crude oil, feedstocks and other hydrocarbons | KTOE | FI | 2011 | nrg_102a | 488.1474
Primary production | 3100 | 3100-Crude oil, feedstocks and other hydrocarbons | KTOE | NL | 2010 | nrg_102a | 65.8039
Imports | 3100 | 3100-Crude oil, feedstocks and other hydrocarbons | KTOE | SK | 2013 | nrg_102a | 240.8289
Primary production | 3192 | 3192-Additives/Oxygenates | KTOE | NL | 2011 | nrg_102a | 5.5266
Imports | 5541 | 5541-Solid biofuels (excluding charcoal) | KTOE | UK | 2014 | nrg_107a | 77.4223
Primary production | 5541 | 5541-Solid biofuels (excluding charcoal) | KTOE | NL | 2010 | nrg_107a | 50.6059
Imports | 5541 | 5541-Solid biofuels (excluding charcoal) | KTOE | FI | 2013 | nrg_107a | 3.094
Imports | 3192 | 3192-Additives/Oxygenates | KTOE | BE | 2012 | nrg_110a | 1.2602
Primary production | 5541 | 5541-Solid biofuels (excluding charcoal) | KTOE | NO | 2012 | nrg_110a | 48.1817
Transformation input in Coke Ovens | 2100 | 2100-Hard coal and derivatives | KTOE | SK | 2014 | nrg_101a | 60.1392
Transformation input in Coke Ovens | 2100 | 2100-Hard coal and derivatives | KTOE | UA | 2010 | nrg_101a | 770.0153
Transformation input in Gas Works | 2100 | 2100-Hard coal and derivatives | KTOE | CZ | 2014 | nrg_101a | 2.4493
Consumption in Coke Ovens | 2100 | 2100-Hard coal and derivatives | KTOE | IT | 2012 | nrg_101a | 1.5784
Consumption in Coke Ovens | 2100 | 2100-Hard coal and derivatives | KTOE | PL | 2012 | nrg_101a | 1.8464
Primary production | 2118 | 2118-Sub-bituminous Coal | KTOE | RO | 2014 | nrg_101a | 1.8296
Imports | 2121 | 2121-Coke Oven Coke | KTOE | CZ | 2010 | nrg_101a | 25.2213
Imports | 2121 | 2121-Coke Oven Coke | KTOE | LV | 2010 | nrg_101a | 0.083736
Transformation input in Patent Fuel Plants | 2121 | 2121-Coke Oven Coke | KTOE | BG | 2014 | nrg_101a | 0.029308
Primary production | 2410 | 2410-Oil shale and oil sands | KTOE | EE | 2012 | nrg_101a | 167.2836
Primary production | 3193 | 3193-Other hydrocarbons | KTOE | UK | 2014 | nrg_102a | 1.658
Imports | 3286 | 3286-Paraffin Waxes | KTOE | HR | 2014 | nrg_102a | 0.23446
Imports | 3286 | 3286-Paraffin Waxes | KTOE | SK | 2014 | nrg_102a | 0.21771
Primary production | 5540 | 5540-Biomass and renewable wastes | KTOE | DK | 2011 | nrg_107a | 92.0887
Primary production | 5540 | 5540-Biomass and renewable wastes | KTOE | BG | 2011 | nrg_107a | 44.3005
Primary production | 5540 | 5540-Biomass and renewable wastes | KTOE | EL | 2012 | nrg_107a | 50.7943
Primary production | 5540 | 5540-Biomass and renewable wastes | KTOE | IE | 2013 | nrg_107a | 12.6483
Primary production | 5540 | 5540-Biomass and renewable wastes | KTOE | IS | 2013 | nrg_107a | 0.075362
Primary production | 5540 | 5540-Biomass and renewable wastes | KTOE | IT | 2013 | nrg_107a | 445.4923
Primary production | 5540 | 5540-Biomass and renewable wastes | KTOE | RS | 2009 | nrg_107a | 43.8149
Primary production | 5540 | 5540-Biomass and renewable wastes | KTOE | UK | 2009 | nrg_107a | 176.1219
Imports | 5540 | 5540-Biomass and renewable wastes | KTOE | CZ | 2009 | nrg_107a | 4.4799
Imports | 5540 | 5540-Biomass and renewable wastes | KTOE | HU | 2014 | nrg_107a | 7.2599
Imports | 5540 | 5540-Biomass and renewable wastes | KTOE | IE | 2012 | nrg_107a | 2.3027
Imports | 5540 | 5540-Biomass and renewable wastes | KTOE | LU | 2014 | nrg_107a | 3.2029
Imports | 5540 | 5540-Biomass and renewable wastes | KTOE | IS | 2010 | nrg_107a | 0.0041868
Consumption in BKB / PB Plants | 5540 | 5540-Biomass and renewable wastes | KTOE | DE | 2011 | nrg_107a | 0.0041868
Imports | 5547 | 5547-Biodiesels | KTOE | SK | 2010 | nrg_107a | 1.009
Primary production | 5547 | 5547-Biodiesels | KTOE | IS | 2012 | nrg_107a | 0.0041868
Primary production | 5547 | 5547-Biodiesels | KTOE | SE | 2014 | nrg_107a | 4.4715
Imports | 5547 | 5547-Biodiesels | KTOE | DE | 2012 | nrg_107a | 31.4512
Imports | 5547 | 5547-Biodiesels | KTOE | IT | 2013 | nrg_107a | 36.2619
Primary production | 2118 | 2118-Sub-bituminous Coal | KTOE | ES | 2012 | nrg_110a | 31.2712
Primary production | 2118 | 2118-Sub-bituminous Coal | KTOE | RO | 2009 | nrg_110a | 0.24283
Imports | 2121 | 2121-Coke Oven Coke | KTOE | CZ | 2012 | nrg_110a | 13.0544
Imports | 2121 | 2121-Coke Oven Coke | KTOE | FR | 2013 | nrg_110a | 23.5424
Imports | 2121 | 2121-Coke Oven Coke | KTOE | HR | 2011 | nrg_110a | 0.77037
Imports | 2121 | 2121-Coke Oven Coke | KTOE | IS | 2010 | nrg_110a | 0.71176
Imports | 2121 | 2121-Coke Oven Coke | KTOE | MD | 2014 | nrg_110a | 0.058615
Imports | 2121 | 2121-Coke Oven Coke | KTOE | LV | 2010 | nrg_110a | 0.083736
Imports | 2121 | 2121-Coke Oven Coke | KTOE | TR | 2010 | nrg_110a | 4.9321
Imports | 3286 | 3286-Paraffin Waxes | KTOE | DE | 2012 | nrg_110a | 13.4313
Imports | 3286 | 3286-Paraffin Waxes | KTOE | LT | 2012 | nrg_110a | 1.1597
Primary production | 5547 | 5547-Biodiesels | KTOE | BE | 2009 | nrg_110a | 9.3617
Primary production | 5547 | 5547-Biodiesels | KTOE | BG | 2010 | nrg_110a | 0.46055
Primary production | 5547 | 5547-Biodiesels | KTOE | IS | 2012 | nrg_110a | 0.0041868
Primary production | 5547 | 5547-Biodiesels | KTOE | UK | 2012 | nrg_110a | 9.2654
Imports | 5547 | 5547-Biodiesels | KTOE | FR | 2013 | nrg_110a | 17.011
Imports | 5547 | 5547-Biodiesels | KTOE | HU | 2012 | nrg_110a | 0.8248
Imports | 5547 | 5547-Biodiesels | KTOE | IS | 2009 | nrg_110a | 0.0083736
Imports | 5547 | 5547-Biodiesels | KTOE | LV | 2012 | nrg_110a | 0.21353
Primary production | 2100 | 2100-Hard coal and derivatives | KTOE | NO | 2011 | nrg_101a | 38.9456
Imports | 2100 | 2100-Hard coal and derivatives | KTOE | AT | 2014 | nrg_101a | 127.9654
Imports | 2100 | 2100-Hard coal and derivatives | KTOE | SI | 2012 | nrg_101a | 10.9192
Imports | 2100 | 2100-Hard coal and derivatives | KTOE | SE | 2012 | nrg_101a | 67.7634
Imports | 2100 | 2100-Hard coal and derivatives | KTOE | UA | 2014 | nrg_101a | 439.6349
Consumption in Coal Mines | 2100 | 2100-Hard coal and derivatives | KTOE | UA | 2013 | nrg_101a | 1.1514
Consumption in Coke Ovens | 2100 | 2100-Hard coal and derivatives | KTOE | ES | 2010 | nrg_101a | 12.8786
Primary production | 5547 | 5547-Biodiesels | KTOE | SK | 2009 | nrg_107a | 4.1742
Primary production | 5547 | 5547-Biodiesels | KTOE | TR | 2012 | nrg_107a | 0.70338
Primary production | 2118 | 2118-Sub-bituminous Coal | KTOE | TR | 2011 | nrg_110a | 18.7611
Imports | 2100 | 2100-Hard coal and derivatives | KTOE | NO | 2014 | nrg_101a | 34.3527
Transformation input in Coke Ovens | 2410 | 2410-Oil shale and oil sands | KTOE | EE | 2013 | nrg_101a | 0.90016
Imports | 5547 | 5547-Biodiesels | KTOE | AL | 2014 | nrg_107a | 1.0676
Primary production | 55431 | 55431-Municipal waste (renewable) | KTOE | UK | 2013 | nrg_110a | 20.3437
Imports | 55431 | 55431-Municipal waste (renewable) | KTOE | NL | 2013 | nrg_110a | 8.6876
Imports | 2130 | 2130-Coal Tar | KTOE | AT | 2011 | nrg_101a | 0.30145
Transformation output from Coke Ovens | 2130 | 2130-Coal Tar | KTOE | CZ | 2011 | nrg_101a | 7.7288
Transformation output from Coke Ovens | 2130 | 2130-Coal Tar | KTOE | UA | 2009 | nrg_101a | 29.5965
Consumption in Coke Ovens | 2130 | 2130-Coal Tar | KTOE | ES | 2014 | nrg_101a | 0.45217
Imports | 2200 | 2200-Lignite and Derivatives | KTOE | DK | 2011 | nrg_101a | 0.020934
Transformation output from BKB / PB Plants | 2200 | 2200-Lignite and Derivatives | KTOE | FI | 2009 | nrg_101a | 0.84155
Imports | 3244 | 3244-Other kerosene | KTOE | AT | 2011 | nrg_102a | 0.041868
Imports | 3244 | 3244-Other kerosene | KTOE | FI | 2014 | nrg_102a | 10.9527
Imports | 3244 | 3244-Other kerosene | KTOE | SE | 2009 | nrg_102a | 0.087923
Imports | 3244 | 3244-Other kerosene | KTOE | UA | 2011 | nrg_102a | 1.3188
Primary production | 5534 | 5534-Solar photovoltaic | KTOE | LU | 2014 | nrg_107a | 0.33913
Primary production | 5534 | 5534-Solar photovoltaic | KTOE | MT | 2012 | nrg_107a | 0.058615
Primary production | 55431 | 55431-Municipal waste (renewable) | KTOE | LT | 2013 | nrg_107a | 0.46892
Imports | 2130 | 2130-Coal Tar | KTOE | BE | 2010 | nrg_110a | 5.9201
Transformation output from Coke Ovens | 2130 | 2130-Coal Tar | KTOE | AT | 2009 | nrg_110a | 1.8087
Imports | 3244 | 3244-Other kerosene | KTOE | BE | 2011 | nrg_110a | 4.8609
Primary production | 5534 | 5534-Solar photovoltaic | KTOE | NL | 2013 | nrg_110a | 1.7543
Primary production | 55431 | 55431-Municipal waste (renewable) | KTOE | SK | 2009 | nrg_107a | 1.0341
Imports | 2200 | 2200-Lignite and Derivatives | KTOE | AT | 2009 | nrg_101a | 1.2519
Imports | 3244 | 3244-Other kerosene | KTOE | NO | 2012 | nrg_102a | 0.43124
Imports | 2200 | 2200-Lignite and Derivatives | KTOE | CY | 2011 | nrg_101a | 0.0041868
Imports | 2200 | 2200-Lignite and Derivatives | KTOE | RO | 2014 | nrg_101a | 3.8812
Imports | 2200 | 2200-Lignite and Derivatives | KTOE | RS | 2014 | nrg_101a | 7.8879
Consumption in BKB / PB Plants | 2200 | 2200-Lignite and Derivatives | KTOE | LT | 2014 | nrg_101a | 0.01256
Imports | 3244 | 3244-Other kerosene | KTOE | CY | 2009 | nrg_102a | 0.83317
Imports | 3244 | 3244-Other kerosene | KTOE | PT | 2012 | nrg_102a | 0.041868
Primary production | 55431 | 55431-Municipal waste (renewable) | KTOE | PT | 2014 | nrg_107a | 3.4248
Imports | 3244 | 3244-Other kerosene | KTOE | SE | 2014 | nrg_110a | 0.041868
Primary production | 55431 | 55431-Municipal waste (renewable) | KTOE | PT | 2012 | nrg_110a | 3.6006
Transformation output from Coke Ovens | 2130 | 2130-Coal Tar | KTOE | FI | 2012 | nrg_101a | 0.48986
Primary production | 2200 | 2200-Lignite and Derivatives | KTOE | HU | 2011 | nrg_101a | 68.8896
Primary production | 2200 | 2200-Lignite and Derivatives | KTOE | MK | 2011 | nrg_101a | 59.0464
Imports | 2200 | 2200-Lignite and Derivatives | KTOE | EL | 2012 | nrg_101a | 0.54428
Imports | 2200 | 2200-Lignite and Derivatives | KTOE | ME | 2013 | nrg_101a | 0.029308
Consumption in BKB / PB Plants | 2200 | 2200-Lignite and Derivatives | KTOE | IE | 2009 | nrg_101a | 0.73269
Primary production | 5534 | 5534-Solar photovoltaic | KTOE | BE | 2013 | nrg_107a | 9.5166
Primary production | 5534 | 5534-Solar photovoltaic | KTOE | HU | 2013 | nrg_107a | 0.087923
Primary production | 5535 | 5535-Tide, Wave and Ocean | KTOE | FR | 2011 | nrg_107a | 1.7166
Primary production | 55431 | 55431-Municipal waste (renewable) | KTOE | FR | 2011 | nrg_107a | 47.4783
Imports | 5545 | 5545-Liquid biofuels | KTOE | ES | 2011 | nrg_107a | 57.288
Imports | 5545 | 5545-Liquid biofuels | KTOE | EL | 2012 | nrg_107a | 0.68245
Imports | 5545 | 5545-Liquid biofuels | KTOE | RO | 2010 | nrg_107a | 3.4792
Primary production | 5545 | 5545-Liquid biofuels | KTOE | FR | 2014 | nrg_107a | 107.4919
Primary production | 5545 | 5545-Liquid biofuels | KTOE | FI | 2011 | nrg_107a | 9.2696
Transformation output from Coke Ovens | 2130 | 2130-Coal Tar | KTOE | HU | 2014 | nrg_110a | 1.658
Transformation output from Coke Ovens | 2130 | 2130-Coal Tar | KTOE | NL | 2011 | nrg_110a | 3.6551
Primary production | 5534 | 5534-Solar photovoltaic | KTOE | AT | 2009 | nrg_110a | 0.17585
Primary production | 5534 | 5534-Solar photovoltaic | KTOE | HU | 2010 | nrg_110a | 0.0041868
Imports | 2130 | 2130-Coal Tar | KTOE | NL | 2014 | nrg_101a | 1.2058
Imports | 2130 | 2130-Coal Tar | KTOE | UA | 2011 | nrg_101a | 0.75362
Primary production | 2200 | 2200-Lignite and Derivatives | KTOE | BG | 2009 | nrg_101a | 190.2524
Primary production | 2200 | 2200-Lignite and Derivatives | KTOE | EL | 2011 | nrg_101a | 314.2152
Primary production | 2200 | 2200-Lignite and Derivatives | KTOE | EE | 2009 | nrg_101a | 3.4248
Primary production | 2200 | 2200-Lignite and Derivatives | KTOE | IE | 2009 | nrg_101a | 23.467
Primary production | 2200 | 2200-Lignite and Derivatives | KTOE | RS | 2014 | nrg_101a | 239.1877
Primary production | 2200 | 2200-Lignite and Derivatives | KTOE | SI | 2013 | nrg_101a | 45.0039
Imports | 2200 | 2200-Lignite and Derivatives | KTOE | HR | 2009 | nrg_101a | 0.79968
Imports | 2200 | 2200-Lignite and Derivatives | KTOE | LU | 2009 | nrg_101a | 0.1591
Imports | 2200 | 2200-Lignite and Derivatives | KTOE | SK | 2009 | nrg_101a | 10.8019
Consumption in Coal Mines | 2200 | 2200-Lignite and Derivatives | KTOE | DE | 2010 | nrg_101a | 0.079549
Consumption in BKB / PB Plants | 2200 | 2200-Lignite and Derivatives | KTOE | UA | 2009 | nrg_101a | 0.18003
Consumption in Coal Mines | 5500 | 5500-Renewable energies | KTOE | UA | 2013 | nrg_110a | 0.016747
Primary production | 5500 | 5500-Renewable energies | KTOE | IT | 2009 | nrg_100a | 807.8263
Primary production | 5500 | 5500-Renewable energies | KTOE | LV | 2014 | nrg_100a | 99.2774
Imports | 5500 | 5500-Renewable energies | KTOE | DK | 2010 | nrg_100a | 36.6094
Imports | 5500 | 5500-Renewable energies | KTOE | SI | 2013 | nrg_100a | 2.4535
Imports | 5500 | 5500-Renewable energies | KTOE | XK | 2009 | nrg_100a | 0.041868
Primary production | 5500 | 5500-Renewable energies | KTOE | SI | 2012 | nrg_100a | 42.9775
Primary production | 5500 | 5500-Renewable energies | KTOE | TR | 2010 | nrg_110a | 486.7992
Primary production | 5500 | 5500-Renewable energies | KTOE | TR | 2012 | nrg_107a | 506.6028
Imports | 5500 | 5500-Renewable energies | KTOE | PL | 2011 | nrg_107a | 22.2361
Imports | 5500 | 5500-Renewable energies | KTOE | AT | 2013 | nrg_110a | 40.4612
Imports | 5500 | 5500-Renewable energies | KTOE | NO | 2009 | nrg_110a | 4.9572
Imports | 5500 | 5500-Renewable energies | KTOE | PL | 2011 | nrg_110a | 22.2361
Imports | 5500 | 5500-Renewable energies | KTOE | RS | 2013 | nrg_107a | 0.18422
Primary production | 5500 | 5500-Renewable energies | KTOE | MD | 2010 | nrg_110a | 8.6248
Primary production | 5500 | 5500-Renewable energies | KTOE | ME | 2011 | nrg_110a | 12.2087
Primary production | 5500 | 5500-Renewable energies | KTOE | RO | 2010 | nrg_110a | 238.9993
Imports | 5500 | 5500-Renewable energies | KTOE | CZ | 2013 | nrg_110a | 9.8097
Primary production | 5500 | 5500-Renewable energies | KTOE | MK | 2014 | nrg_100a | 11.6226
Primary production | 5500 | 5500-Renewable energies | KTOE | MD | 2010 | nrg_100a | 8.6248
Imports | 5500 | 5500-Renewable energies | KTOE | CY | 2009 | nrg_100a | 0.97134
Imports | 5500 | 5500-Renewable energies | KTOE | RS | 2009 | nrg_100a | 0.029308
Imports | 5500 | 5500-Renewable energies | KTOE | PT | 2009 | nrg_107a | 0.51498
Primary production | 5500 | 5500-Renewable energies | KTOE | AT | 2010 | nrg_110a | 367.7601
Imports | 5500 | 5500-Renewable energies | KTOE | EL | 2012 | nrg_110a | 8.3652
Imports | 5500 | 5500-Renewable energies | KTOE | ES | 2014 | nrg_110a | 54.6084
Primary production | 5500 | 5500-Renewable energies | KTOE | HU | 2009 | nrg_100a | 77.4935
Imports | 5500 | 5500-Renewable energies | KTOE | EL | 2009 | nrg_100a | 2.3823
Imports | 5500 | 5500-Renewable energies | KTOE | MK | 2013 | nrg_100a | 0.36006
Imports | 5500 | 5500-Renewable energies | KTOE | PT | 2014 | nrg_100a | 2.9894
Primary production | 5500 | 5500-Renewable energies | KTOE | DK | 2010 | nrg_107a | 130.3393
Primary production | 5500 | 5500-Renewable energies | KTOE | CZ | 2013 | nrg_107a | 152.4372
Primary production | 5500 | 5500-Renewable energies | KTOE | EE | 2012 | nrg_107a | 44.2252
Primary production | 5500 | 5500-Renewable energies | KTOE | HU | 2012 | nrg_107a | 82.1701
Primary production | 5500 | 5500-Renewable energies | KTOE | IS | 2011 | nrg_107a | 217.6759
Primary production | 5500 | 5500-Renewable energies | KTOE | UA | 2010 | nrg_107a | 117.2848
Imports | 5500 | 5500-Renewable energies | KTOE | HR | 2012 | nrg_107a | 0.27214
Imports | 5500 | 5500-Renewable energies | KTOE | LV | 2012 | nrg_107a | 1.57
Imports | 5500 | 5500-Renewable energies | KTOE | MD | 2011 | nrg_107a | 0.01256
Imports | 5500 | 5500-Renewable energies | KTOE | LU | 2012 | nrg_107a | 2.2106
Primary production | 5500 | 5500-Renewable energies | KTOE | DK | 2009 | nrg_110a | 116.9918
Primary production | 5500 | 5500-Renewable energies | KTOE | EL | 2010 | nrg_110a | 82.6642
Primary production | 5500 | 5500-Renewable energies | KTOE | ES | 2012 | nrg_110a | 613.1527
Primary production | 5500 | 5500-Renewable energies | KTOE | IE | 2009 | nrg_110a | 26.4648
Imports | 5500 | 5500-Renewable energies | KTOE | DE | 2010 | nrg_110a | 49.6178
Imports | 5500 | 5500-Renewable energies | KTOE | MT | 2011 | nrg_110a | 0.079549
Imports | 5500 | 5500-Renewable energies | KTOE | TR | 2013 | nrg_110a | 13.7997
Primary production | 5500 | 5500-Renewable energies | KTOE | BG | 2011 | nrg_100a | 60.2229
Primary production | 5500 | 5500-Renewable energies | KTOE | DE | 2011 | nrg_100a | 1233.2554
Primary production | 5500 | 5500-Renewable energies | KTOE | EL | 2014 | nrg_100a | 97.5231
Primary production | 5500 | 5500-Renewable energies | KTOE | FI | 2012 | nrg_100a | 417.5412
Imports | 5500 | 5500-Renewable energies | KTOE | HU | 2012 | nrg_100a | 3.3243
Imports | 5500 | 5500-Renewable energies | KTOE | IS | 2009 | nrg_100a | 0.0083736
Imports | 5500 | 5500-Renewable energies | KTOE | FR | 2009 | nrg_100a | 17.1115
Imports | 5500 | 5500-Renewable energies | KTOE | LV | 2014 | nrg_100a | 3.1527
Imports | 5500 | 5500-Renewable energies | KTOE | MT | 2010 | nrg_100a | 0.029308
Primary production | 5500 | 5500-Renewable energies | KTOE | LT | 2013 | nrg_107a | 53.9427
Primary production | 5500 | 5500-Renewable energies | KTOE | LU | 2011 | nrg_107a | 3.3913
Primary production | 5500 | 5500-Renewable energies | KTOE | NO | 2013 | nrg_107a | 523.2746
Imports | 5500 | 5500-Renewable energies | KTOE | AT | 2012 | nrg_107a | 38.3343
Imports | 5500 | 5500-Renewable energies | KTOE | SI | 2010 | nrg_107a | 1.2393
Primary production | 5500 | 5500-Renewable energies | KTOE | NL | 2012 | nrg_110a | 163.9425
Primary production | 5500 | 5500-Renewable energies | KTOE | NO | 2014 | nrg_110a | 542.7977
Imports | 5500 | 5500-Renewable energies | KTOE | DK | 2014 | nrg_110a | 55.3872
Imports | 5500 | 5500-Renewable energies | KTOE | FI | 2010 | nrg_110a | 7.4651
Imports | 5500 | 5500-Renewable energies | KTOE | UK | 2014 | nrg_110a | 115.9032
Imports | 4000 | 4000-Gas | KTOE | HR | 2009 | nrg_103a | 35.5041
Imports | 4000 | 4000-Gas | KTOE | FR | 2013 | nrg_103a | 1780.2441
Imports | 4000 | 4000-Gas | KTOE | MD | 2012 | nrg_103a | 93.8555
Imports | 4000 | 4000-Gas | KTOE | RS | 2010 | nrg_103a | 65.603
Imports | 4000 | 4000-Gas | KTOE | SK | 2010 | nrg_103a | 209.453
Imports | 4000 | 4000-Gas | KTOE | TR | 2011 | nrg_103a | 1512.5108
Primary production | 5100 | 5100-Nuclear heat | KTOE | DE | 2013 | nrg_104a | 1050.7319
Primary production | 5100 | 5100-Nuclear heat | KTOE | SE | 2014 | nrg_104a | 700.6735
Primary production | 7200 | 7200-Waste (non-renewable) | KTOE | DK | 2009 | nrg_108a | 17.706
Primary production | 7200 | 7200-Waste (non-renewable) | KTOE | ES | 2012 | nrg_108a | 7.3562
Primary production | 7200 | 7200-Waste (non-renewable) | KTOE | EL | 2010 | nrg_108a | 1.3398
Primary production | 7200 | 7200-Waste (non-renewable) | KTOE | IE | 2009 | nrg_108a | 0.5401
Primary production | 7200 | 7200-Waste (non-renewable) | KTOE | RO | 2010 | nrg_108a | 1.277
Imports | 7200 | 7200-Waste (non-renewable) | KTOE | HU | 2013 | nrg_108a | 0.087923
Primary production | 2210 | 2210-Lignite/Brown Coal | KTOE | CZ | 2014 | nrg_110a | 470.9899
Primary production | 2210 | 2210-Lignite/Brown Coal | KTOE | EL | 2014 | nrg_110a | 267.2937
Primary production | 3105 | 3105-Crude oil (without NGL) | KTOE | BG | 2013 | nrg_110a | 1.143
Primary production | 3105 | 3105-Crude oil (without NGL) | KTOE | DE | 2013 | nrg_110a | 109.2127
Primary production | 3105 | 3105-Crude oil (without NGL) | KTOE | DK | 2012 | nrg_110a | 417.7254
Primary production | 3105 | 3105-Crude oil (without NGL) | KTOE | IT | 2009 | nrg_110a | 193.1455
Primary production | 3105 | 3105-Crude oil (without NGL) | KTOE | PL | 2011 | nrg_110a | 25.2632
Primary production | 3105 | 3105-Crude oil (without NGL) | KTOE | RO | 2012 | nrg_110a | 165.4623
Imports | 3105 | 3105-Crude oil (without NGL) | KTOE | CZ | 2010 | nrg_110a | 327.7762
Consumption in Oil and gas extraction | 3105 | 3105-Crude oil (without NGL) | KTOE | RO | 2010 | nrg_110a | 0.046055
Imports | 3105 | 3105-Crude oil (without NGL) | KTOE | IT | 2013 | nrg_110a | 2486.2098
Imports | 3105 | 3105-Crude oil (without NGL) | KTOE | FR | 2009 | nrg_110a | 3042.4722
Imports | 3105 | 3105-Crude oil (without NGL) | KTOE | HR | 2012 | nrg_110a | 98.7624
Imports | 3105 | 3105-Crude oil (without NGL) | KTOE | RS | 2013 | nrg_110a | 68.4081
Imports | 3105 | 3105-Crude oil (without NGL) | KTOE | SK | 2011 | nrg_110a | 246.008
Imports | 3270A | 3270A-Total fuel oil | KTOE | CY | 2014 | nrg_110a | 37.6812
Imports | 3270A | 3270A-Total fuel oil | KTOE | BG | 2009 | nrg_110a | 2.5581
Imports | 3270A | 3270A-Total fuel oil | KTOE | IT | 2009 | nrg_110a | 76.8403
Imports | 3270A | 3270A-Total fuel oil | KTOE | HU | 2013 | nrg_110a | 0.72013
Imports | 3270A | 3270A-Total fuel oil | KTOE | LV | 2014 | nrg_110a | 6.7198
Imports | 3270A | 3270A-Total fuel oil | KTOE | RO | 2009 | nrg_110a | 2.1185
Consumption in Oil and gas extraction | 3270A | 3270A-Total fuel oil | KTOE | RO | 2012 | nrg_110a | 0.762
Primary production | 4000 | 4000-Gas | KTOE | BG | 2014 | nrg_110a | 6.6779
Primary production | 4000 | 4000-Gas | KTOE | EL | 2010 | nrg_110a | 0.3182
Primary production | 4000 | 4000-Gas | KTOE | IE | 2011 | nrg_110a | 7.7958
Imports | 4000 | 4000-Gas | KTOE | CZ | 2014 | nrg_110a | 249.2235
Imports | 4000 | 4000-Gas | KTOE | FR | 2014 | nrg_110a | 1680.5103
Imports | 4000 | 4000-Gas | KTOE | IE | 2011 | nrg_110a | 165.5335
Consumption in Oil and gas extraction | 4000 | 4000-Gas | KTOE | RS | 2010 | nrg_110a | 1.4193
Consumption in Coal Mines | 4000 | 4000-Gas | KTOE | SK | 2012 | nrg_110a | 0.0041868
Consumption in Coke Ovens | 4000 | 4000-Gas | KTOE | BE | 2014 | nrg_110a | 4.4841
Consumption in Coke Ovens | 4000 | 4000-Gas | KTOE | CZ | 2010 | nrg_110a | 9.437
Primary production | 4100 | 4100-Natural gas | KTOE | BG | 2009 | nrg_110a | 0.54847
Consumption in Pipeline transport | 4000 | 4000-Gas | KTOE | MD | 2010 | nrg_100a | 0.033494
Primary production | 5100 | 5100-Nuclear heat | KTOE | FR | 2012 | nrg_100a | 4594.385
Imports | 2210 | 2210-Lignite/Brown Coal | KTOE | IT | 2014 | nrg_101a | 0.033494
Imports | 2210 | 2210-Lignite/Brown Coal | KTOE | SK | 2012 | nrg_101a | 9.5375
Primary production | 2210 | 2210-Lignite/Brown Coal | KTOE | HU | 2013 | nrg_101a | 67.4787
Imports | 2210 | 2210-Lignite/Brown Coal | KTOE | DE | 2009 | nrg_101a | 0.17585
Consumption in Coal Mines | 2210 | 2210-Lignite/Brown Coal | KTOE | CZ | 2014 | nrg_101a | 10.8689
Consumption in BKB / PB Plants | 2210 | 2210-Lignite/Brown Coal | KTOE | DE | 2009 | nrg_101a | 7.8502
Primary production | 3105 | 3105-Crude oil (without NGL) | KTOE | BG | 2009 | nrg_102a | 1.0467
Primary production | 3105 | 3105-Crude oil (without NGL) | KTOE | EL | 2011 | nrg_102a | 4.1742
Primary production | 3105 | 3105-Crude oil (without NGL) | KTOE | RS | 2014 | nrg_102a | 46.7582
Imports | 3105 | 3105-Crude oil (without NGL) | KTOE | IE | 2014 | nrg_102a | 113.0478
Imports | 3105 | 3105-Crude oil (without NGL) | KTOE | LT | 2012 | nrg_102a | 362.0661
Consumption in Oil and gas extraction | 3105 | 3105-Crude oil (without NGL) | KTOE | UA | 2010 | nrg_102a | 0.083736
Imports | 3270A | 3270A-Total fuel oil | KTOE | TR | 2011 | nrg_102a | 27.0384
Imports | 3270A | 3270A-Total fuel oil | KTOE | DE | 2009 | nrg_102a | 121.681
Imports | 3270A | 3270A-Total fuel oil | KTOE | IT | 2010 | nrg_102a | 38.7195
Consumption in Oil and gas extraction | 3270A | 3270A-Total fuel oil | KTOE | RO | 2011 | nrg_102a | 0.87923
Transformation input in Gas Works | 4000 | 4000-Gas | KTOE | DK | 2013 | nrg_103a | 0.63221
Imports | 3247 | 3247-Kerosene type jet fuel (without bio components) | KTOE | LV | 2014 | nrg_102a | 4.7981
Imports | 3285 | 3285-Petroleum coke | KTOE | CZ | 2009 | nrg_102a | 0.18841
Imports | 3285 | 3285-Petroleum coke | KTOE | HR | 2009 | nrg_102a | 4.124
Imports | 3285 | 3285-Petroleum coke | KTOE | FR | 2013 | nrg_102a | 29.8226
Imports | 3285 | 3285-Petroleum coke | KTOE | LU | 2014 | nrg_102a | 0.25958
Imports | 3285 | 3285-Petroleum coke | KTOE | IT | 2011 | nrg_102a | 78.5904
Primary production | 2117 | 2117-Other Bituminous Coal | KTOE | BG | 2009 | nrg_110a | 0.66151
Primary production | 2117 | 2117-Other Bituminous Coal | KTOE | UK | 2012 | nrg_110a | 387.1743
Imports | 2117 | 2117-Other Bituminous Coal | KTOE | IE | 2011 | nrg_110a | 57.1833
Imports | 2117 | 2117-Other Bituminous Coal | KTOE | LT | 2011 | nrg_110a | 8.9179
Imports | 2117 | 2117-Other Bituminous Coal | KTOE | NL | 2010 | nrg_110a | 393.0652
Consumption in Coal Mines | 2117 | 2117-Other Bituminous Coal | KTOE | UK | 2014 | nrg_110a | 0.025121
Imports | 3191 | 3191-Refinery feedstocks | KTOE | IT | 2009 | nrg_110a | 254.4235
Imports | 3247 | 3247-Kerosene type jet fuel (without bio components) | KTOE | IE | 2012 | nrg_110a | 31.8825
Imports | 3247 | 3247-Kerosene type jet fuel (without bio components) | KTOE | TR | 2011 | nrg_110a | 24.4258
Imports | 3285 | 3285-Petroleum coke | KTOE | LU | 2012 | nrg_110a | 0.25958
Imports | 3285 | 3285-Petroleum coke | KTOE | LV | 2009 | nrg_110a | 0.62802
Imports | 3285 | 3285-Petroleum coke | KTOE | NL | 2009 | nrg_110a | 41.7131
Imports | 2117 | 2117-Other Bituminous Coal | KTOE | SI | 2011 | nrg_101a | 0.60709
Imports | 2117 | 2117-Other Bituminous Coal | KTOE | SE | 2012 | nrg_101a | 34.6625
Consumption in Coal Mines | 2117 | 2117-Other Bituminous Coal | KTOE | UA | 2011 | nrg_101a | 1.8673
Consumption in Coal Mines | 2117 | 2117-Other Bituminous Coal | KTOE | UK | 2012 | nrg_101a | 0.10048
Imports | 3191 | 3191-Refinery feedstocks | KTOE | UK | 2014 | nrg_102a | 206.1371
Imports | 3191 | 3191-Refinery feedstocks | KTOE | UA | 2012 | nrg_102a | 0.71594
Imports | 3247 | 3247-Kerosene type jet fuel (without bio components) | KTOE | BE | 2009 | nrg_102a | 46.0967
Imports | 3247 | 3247-Kerosene type jet fuel (without bio components) | KTOE | FR | 2013 | nrg_102a | 168.5187
Imports | 3247 | 3247-Kerosene type jet fuel (without bio components) | KTOE | SI | 2014 | nrg_102a | 13.7578
Imports | 3247 | 3247-Kerosene type jet fuel (without bio components) | KTOE | XK | 2014 | nrg_102a | 0.09211
Imports | 2117 | 2117-Other Bituminous Coal | KTOE | AT | 2012 | nrg_110a | 50.631
Imports | 2117 | 2117-Other Bituminous Coal | KTOE | DK | 2009 | nrg_110a | 165.1902
Imports | 2117 | 2117-Other Bituminous Coal | KTOE | FI | 2013 | nrg_110a | 95.8568
Imports | 2117 | 2117-Other Bituminous Coal | KTOE | SI | 2009 | nrg_110a | 0.78712
Imports | 2117 | 2117-Other Bituminous Coal | KTOE | SE | 2010 | nrg_110a | 28.1395
Imports | 2117 | 2117-Other Bituminous Coal | KTOE | UK | 2014 | nrg_110a | 892.9649
Imports | 2117 | 2117-Other Bituminous Coal | KTOE | UA | 2010 | nrg_110a | 95.614
Imports | 3191 | 3191-Refinery feedstocks | KTOE | BG | 2011 | nrg_110a | 32.6403
Imports | 3247 | 3247-Kerosene type jet fuel (without bio components) | KTOE | BE | 2014 | nrg_110a | 40.5492
Imports | 3247 | 3247-Kerosene type jet fuel (without bio components) | KTOE | FI | 2011 | nrg_110a | 5.4554
Imports | 3247 | 3247-Kerosene type jet fuel (without bio components) | KTOE | SI | 2014 | nrg_110a | 13.7578
Imports | 3247 | 3247-Kerosene type jet fuel (without bio components) | KTOE | UK | 2010 | nrg_110a | 322.6516
Imports | 3285 | 3285-Petroleum coke | KTOE | BE | 2011 | nrg_110a | 3.295
Imports | 3285 | 3285-Petroleum coke | KTOE | FR | 2009 | nrg_110a | 45.5984
Imports | 3285 | 3285-Petroleum coke | KTOE | SK | 2010 | nrg_110a | 2.6586
Imports | 3285 | 3285-Petroleum coke | KTOE | UK | 2009 | nrg_110a | 27.6203
Imports | 3285 | 3285-Petroleum coke | KTOE | XK | 2009 | nrg_110a | 0.68245
Primary production | 2117 | 2117-Other Bituminous Coal | KTOE | NO | 2010 | nrg_101a | 54.374
Imports | 3191 | 3191-Refinery feedstocks | KTOE | AT | 2014 | nrg_102a | 3.1945
Imports | 3191 | 3191-Refinery feedstocks | KTOE | PL | 2010 | nrg_102a | 25.6693
Imports | 3247 | 3247-Kerosene type jet fuel (without bio components) | KTOE | AL | 2014 | nrg_102a | 0.34332
Imports | 3247 | 3247-Kerosene type jet fuel (without bio components) | KTOE | NO | 2010 | nrg_102a | 11.4802
Imports | 3285 | 3285-Petroleum coke | KTOE | AT | 2010 | nrg_102a | 3.3494
Imports | 2117 | 2117-Other Bituminous Coal | KTOE | PL | 2009 | nrg_110a | 204.7303
Imports | 3191 | 3191-Refinery feedstocks | KTOE | AT | 2012 | nrg_110a | 5.9746
Imports | 3247 | 3247-Kerosene type jet fuel (without bio components) | KTOE | AL | 2013 | nrg_110a | 1.2058
Imports | 3247 | 3247-Kerosene type jet fuel (without bio components) | KTOE | PL | 2011 | nrg_110a | 0.087923
Primary production | 2117 | 2117-Other Bituminous Coal | KTOE | PL | 2009 | nrg_101a | 1585.851
Imports | 2117 | 2117-Other Bituminous Coal | KTOE | BG | 2010 | nrg_101a | 37.0909
Imports | 3247 | 3247-Kerosene type jet fuel (without bio components) | KTOE | RS | 2011 | nrg_102a | 0.31401
Imports | 3191 | 3191-Refinery feedstocks | KTOE | RO | 2014 | nrg_110a | 15.3949
Imports | 3191 | 3191-Refinery feedstocks | KTOE | PT | 2013 | nrg_110a | 54.6503
Imports | 3247 | 3247-Kerosene type jet fuel (without bio components) | KTOE | CY | 2014 | nrg_110a | 9.7469
Imports | 3247 | 3247-Kerosene type jet fuel (without bio components) | KTOE | PT | 2013 | nrg_110a | 0.64477
Imports | 3285 | 3285-Petroleum coke | KTOE | RO | 2011 | nrg_110a | 6.5188
Imports | 5541 | 5541-Solid biofuels (excluding charcoal) | KTOE | BG | 2011 | nrg_110a | 0.037681
Imports | 5541 | 5541-Solid biofuels (excluding charcoal) | KTOE | BE | 2014 | nrg_110a | 24.5012
Imports | 5541 | 5541-Solid biofuels (excluding charcoal) | KTOE | DK | 2013 | nrg_110a | 42.5044
Imports | 5541 | 5541-Solid biofuels (excluding charcoal) | KTOE | XK | 2014 | nrg_110a | 0.10048
Imports | 5541 | 5541-Solid biofuels (excluding charcoal) | KTOE | SK | 2010 | nrg_110a | 0.0041868
Primary production | 5541 | 5541-Solid biofuels (excluding charcoal) | KTOE | SI | 2013 | nrg_107a | 26.3015
Imports | 3192 | 3192-Additives/Oxygenates | KTOE | PL | 2014 | nrg_102a | 2.7717
Imports | 3192 | 3192-Additives/Oxygenates | KTOE | PL | 2014 | nrg_110a | 2.7717
Imports | 5541 | 5541-Solid biofuels (excluding charcoal) | KTOE | AT | 2013 | nrg_110a | 20.239
Imports | 3100 | 3100-Crude oil, feedstocks and other hydrocarbons | KTOE | BG | 2011 | nrg_102a | 237.7558
Primary production | 3100 | 3100-Crude oil, feedstocks and other hydrocarbons | KTOE | PL | 2009 | nrg_102a | 28.9685
Primary production | 3100 | 3100-Crude oil, feedstocks and other hydrocarbons | KTOE | RO | 2010 | nrg_102a | 189.1471
Imports | 3100 | 3100-Crude oil, feedstocks and other hydrocarbons | KTOE | SE | 2009 | nrg_102a | 810.8617
Imports | 3192 | 3192-Additives/Oxygenates | KTOE | SE | 2010 | nrg_102a | 0.041868
Imports | 3192 | 3192-Additives/Oxygenates | KTOE | RS | 2010 | nrg_102a | 0.31401
Imports | 5541 | 5541-Solid biofuels (excluding charcoal) | KTOE | RS | 2013 | nrg_107a | 0.18422
Imports | 5541 | 5541-Solid biofuels (excluding charcoal) | KTOE | CY | 2013 | nrg_107a | 0.16747
Primary production | 3192 | 3192-Additives/Oxygenates | KTOE | RO | 2009 | nrg_110a | 0.77456
Imports | 3192 | 3192-Additives/Oxygenates | KTOE | BG | 2013 | nrg_110a | 0.65733
Primary production | 5541 | 5541-Solid biofuels (excluding charcoal) | KTOE | PT | 2013 | nrg_110a | 112.3779
Imports | 5541 | 5541-Solid biofuels (excluding charcoal) | KTOE | RS | 2012 | nrg_110a | 0.41868
Imports | 5541 | 5541-Solid biofuels (excluding charcoal) | KTOE | PT | 2010 | nrg_110a | 1.2309
Imports | 3100 | 3100-Crude oil, feedstocks and other hydrocarbons | KTOE | MK | 2013 | nrg_102a | 2.2818
Primary production | 3100 | 3100-Crude oil, feedstocks and other hydrocarbons | KTOE | AL | 2009 | nrg_102a | 23.153
Imports | 3192 | 3192-Additives/Oxygenates | KTOE | MK | 2013 | nrg_102a | 0.079549
Primary production | 5541 | 5541-Solid biofuels (excluding charcoal) | KTOE | AL | 2014 | nrg_107a | 8.4573
Primary production | 5541 | 5541-Solid biofuels (excluding charcoal) | KTOE | FR | 2011 | nrg_107a | 361.8609
Primary production | 5541 | 5541-Solid biofuels (excluding charcoal) | KTOE | HR | 2014 | nrg_107a | 57.5559
Primary production | 5541 | 5541-Solid biofuels (excluding charcoal) | KTOE | LV | 2014 | nrg_107a | 85.6661
Imports | 3192 | 3192-Additives/Oxygenates | KTOE | MK | 2012 | nrg_110a | 0.041868
Primary production | 5541 | 5541-Solid biofuels (excluding charcoal) | KTOE | HR | 2011 | nrg_110a | 59.0171
Primary production | 5541 | 5541-Solid biofuels (excluding charcoal) | KTOE | HU | 2012 | nrg_110a | 57.983
Primary production | 5541 | 5541-Solid biofuels (excluding charcoal) | KTOE | ME | 2011 | nrg_110a | 7.8712
Imports | 5541 | 5541-Solid biofuels (excluding charcoal) | KTOE | RO | 2010 | nrg_110a | 3.2866
Consumption in Coal Mines | 5541 | 5541-Solid biofuels (excluding charcoal) | KTOE | PL | 2014 | nrg_110a | 0.037681
Consumption in Oil and gas extraction | 3100 | 3100-Crude oil, feedstocks and other hydrocarbons | KTOE | UA | 2010 | nrg_102a | 0.083736
Imports | 3100 | 3100-Crude oil, feedstocks and other hydrocarbons | KTOE | DE | 2011 | nrg_102a | 3746.8804
Imports | 3100 | 3100-Crude oil, feedstocks and other hydrocarbons | KTOE | CZ | 2010 | nrg_102a | 329.0783
Imports | 3100 | 3100-Crude oil, feedstocks and other hydrocarbons | KTOE | NL | 2014 | nrg_102a | 2227.7544
Primary production | 3100 | 3100-Crude oil, feedstocks and other hydrocarbons | KTOE | FI | 2013 | nrg_102a | 2.9768
Primary production | 3100 | 3100-Crude oil, feedstocks and other hydrocarbons | KTOE | EL | 2014 | nrg_102a | 2.7256
Imports | 3100 | 3100-Crude oil, feedstocks and other hydrocarbons | KTOE | TR | 2013 | nrg_102a | 808.7683
Primary production | 3192 | 3192-Additives/Oxygenates | KTOE | CZ | 2011 | nrg_102a | 6.992
Primary production | 3192 | 3192-Additives/Oxygenates | KTOE | UA | 2011 | nrg_102a | 1.2979
Imports | 3192 | 3192-Additives/Oxygenates | KTOE | TR | 2014 | nrg_102a | 3.6969
Primary production | 5541 | 5541-Solid biofuels (excluding charcoal) | KTOE | CY | 2010 | nrg_107a | 0.22609
Primary production | 5541 | 5541-Solid biofuels (excluding charcoal) | KTOE | CZ | 2013 | nrg_107a | 95.9866
Primary production | 5541 | 5541-Solid biofuels (excluding charcoal) | KTOE | DE | 2009 | nrg_107a | 402.1714
Primary production | 5541 | 5541-Solid biofuels (excluding charcoal) | KTOE | EE | 2014 | nrg_107a | 46.9801
Primary production | 5541 | 5541-Solid biofuels (excluding charcoal) | KTOE | EL | 2010 | nrg_107a | 30.3501
Primary production | 5541 | 5541-Solid biofuels (excluding charcoal) | KTOE | FI | 2014 | nrg_107a | 337.724
Primary production | 5541 | 5541-Solid biofuels (excluding charcoal) | KTOE | ES | 2012 | nrg_107a | 213.3216
Primary production | 5541 | 5541-Solid biofuels (excluding charcoal) | KTOE | IE | 2011 | nrg_107a | 7.6367
Primary production | 5541 | 5541-Solid biofuels (excluding charcoal) | KTOE | RO | 2009 | nrg_107a | 160.7061
Primary production | 5541 | 5541-Solid biofuels (excluding charcoal) | KTOE | RS | 2012 | nrg_107a | 44.1875
Primary production | 5541 | 5541-Solid biofuels (excluding charcoal) | KTOE | SE | 2012 | nrg_107a | 400.4004
Primary production | 5541 | 5541-Solid biofuels (excluding charcoal) | KTOE | UA | 2012 | nrg_107a | 72.7959
Imports | 5547 | 5547-Biodiesels | KTOE | NO | 2014 | nrg_110a | 4.7939
Primary production | 2100 | 2100-Hard coal and derivatives | KTOE | PL | 2013 | nrg_101a | 1830.381
Imports | 2100 | 2100-Hard coal and derivatives | KTOE | BG | 2013 | nrg_101a | 42.2029
Imports | 2100 | 2100-Hard coal and derivatives | KTOE | RS | 2011 | nrg_101a | 22.5166
Imports | 2100 | 2100-Hard coal and derivatives | KTOE | PT | 2014 | nrg_101a | 108.6475
Imports | 2118 | 2118-Sub-bituminous Coal | KTOE | RS | 2009 | nrg_101a | 0.6657
Imports | 3286 | 3286-Paraffin Waxes | KTOE | BG | 2014 | nrg_102a | 0.12142
Imports | 3286 | 3286-Paraffin Waxes | KTOE | RS | 2011 | nrg_102a | 0.20097
Primary production | 5540 | 5540-Biomass and renewable wastes | KTOE | PT | 2010 | nrg_107a | 134.6768
Imports | 5540 | 5540-Biomass and renewable wastes | KTOE | CY | 2014 | nrg_107a | 0.90016
Imports | 5540 | 5540-Biomass and renewable wastes | KTOE | RS | 2011 | nrg_107a | 0.42287
Imports | 5540 | 5540-Biomass and renewable wastes | KTOE | PT | 2009 | nrg_107a | 0.51498
Consumption in BKB / PB Plants | 5540 | 5540-Biomass and renewable wastes | KTOE | LT | 2014 | nrg_107a | 0.0083736
Imports | 5547 | 5547-Biodiesels | KTOE | PL | 2014 | nrg_107a | 5.4345
Imports | 5547 | 5547-Biodiesels | KTOE | PT | 2012 | nrg_107a | 0.25958
Imports | 3286 | 3286-Paraffin Waxes | KTOE | CZ | 2012 | nrg_110a | 0.28052
Primary production | 5547 | 5547-Biodiesels | KTOE | PL | 2009 | nrg_110a | 13.9797
Imports | 5547 | 5547-Biodiesels | KTOE | RO | 2012 | nrg_110a | 3.8937
Imports | 2100 | 2100-Hard coal and derivatives | KTOE | EL | 2014 | nrg_101a | 8.2396
Transformation input in Coke Ovens | 2100 | 2100-Hard coal and derivatives | KTOE | BE | 2010 | nrg_101a | 75.9946
Transformation input in Coke Ovens | 2100 | 2100-Hard coal and derivatives | KTOE | HU | 2013 | nrg_101a | 37.9994
Transformation output from Coke Ovens | 2100 | 2100-Hard coal and derivatives | KTOE | FR | 2010 | nrg_101a | 92.3692
Transformation output from Coke Ovens | 2100 | 2100-Hard coal and derivatives | KTOE | FI | 2014 | nrg_101a | 26.7034
Imports | 2118 | 2118-Sub-bituminous Coal | KTOE | MK | 2012 | nrg_101a | 5.2209
Imports | 2118 | 2118-Sub-bituminous Coal | KTOE | RO | 2012 | nrg_101a | 25.0706
Consumption in Coal Mines | 2118 | 2118-Sub-bituminous Coal | KTOE | HU | 2009 | nrg_101a | 0.046055
Imports | 2121 | 2121-Coke Oven Coke | KTOE | RO | 2010 | nrg_101a | 30.8065
Transformation output from Coke Ovens | 2121 | 2121-Coke Oven Coke | KTOE | HU | 2014 | nrg_101a | 26.3057
Transformation output from Coke Ovens | 2121 | 2121-Coke Oven Coke | KTOE | NL | 2011 | nrg_101a | 57.4261
Transformation output from Coke Ovens | 2121 | 2121-Coke Oven Coke | KTOE | RO | 2009 | nrg_101a | 9.7176
Imports | 3286 | 3286-Paraffin Waxes | KTOE | MK | 2010 | nrg_102a | 0.041868
Primary production | 5540 | 5540-Biomass and renewable wastes | KTOE | BE | 2009 | nrg_107a | 72.1469
Primary production | 5540 | 5540-Biomass and renewable wastes | KTOE | HU | 2009 | nrg_107a | 71.2593
Imports | 5540 | 5540-Biomass and renewable wastes | KTOE | EL | 2010 | nrg_107a | 6.5691
Imports | 5540 | 5540-Biomass and renewable wastes | KTOE | MK | 2014 | nrg_107a | 0.35169
Primary production | 5547 | 5547-Biodiesels | KTOE | BE | 2011 | nrg_107a | 10.7768
Imports | 2118 | 2118-Sub-bituminous Coal | KTOE | MK | 2010 | nrg_110a | 4.5259
Imports | 2121 | 2121-Coke Oven Coke | KTOE | EL | 2010 | nrg_110a | 0.029308
Imports | 2121 | 2121-Coke Oven Coke | KTOE | ES | 2013 | nrg_110a | 5.4135
Transformation input in Coke Ovens | 2121 | 2121-Coke Oven Coke | KTOE | HU | 2013 | nrg_110a | 0.17166
Transformation output from Coke Ovens | 2121 | 2121-Coke Oven Coke | KTOE | FR | 2012 | nrg_110a | 91.3434
Transformation output from Coke Ovens | 2121 | 2121-Coke Oven Coke | KTOE | SK | 2009 | nrg_110a | 44.8323
Primary production | 5547 | 5547-Biodiesels | KTOE | AT | 2011 | nrg_110a | 8.7295
Primary production | 5547 | 5547-Biodiesels | KTOE | HR | 2009 | nrg_110a | 0.23446
Primary production | 5547 | 5547-Biodiesels | KTOE | MK | 2011 | nrg_110a | 0.16747
Imports | 5547 | 5547-Biodiesels | KTOE | EL | 2012 | nrg_110a | 0.68245
Primary production | 2100 | 2100-Hard coal and derivatives | KTOE | ES | 2013 | nrg_101a | 73.8049
Primary production | 2100 | 2100-Hard coal and derivatives | KTOE | RO | 2014 | nrg_101a | 1.8296
Primary production | 2100 | 2100-Hard coal and derivatives | KTOE | UK | 2013 | nrg_101a | 309.1994
Imports | 2100 | 2100-Hard coal and derivatives | KTOE | IS | 2014 | nrg_101a | 3.6886
Imports | 2100 | 2100-Hard coal and derivatives | KTOE | HR | 2011 | nrg_101a | 27.7082
Imports | 2100 | 2100-Hard coal and derivatives | KTOE | LV | 2011 | nrg_101a | 4.8818
Imports | 2100 | 2100-Hard coal and derivatives | KTOE | MD | 2010 | nrg_101a | 4.4631
Imports | 2100 | 2100-Hard coal and derivatives | KTOE | LU | 2011 | nrg_101a | 2.2358
Imports | 2100 | 2100-Hard coal and derivatives | KTOE | TR | 2012 | nrg_101a | 814.9481
Transformation input in Coke Ovens | 2100 | 2100-Hard coal and derivatives | KTOE | FI | 2009 | nrg_101a | 31.3215
Transformation input in Coke Ovens | 2100 | 2100-Hard coal and derivatives | KTOE | IT | 2009 | nrg_101a | 105.1599
Transformation input in Coke Ovens | 2100 | 2100-Hard coal and derivatives | KTOE | SK | 2011 | nrg_101a | 60.897
Consumption in Coke Ovens | 2100 | 2100-Hard coal and derivatives | KTOE | IT | 2009 | nrg_101a | 1.6747
Consumption in Coke Ovens | 2100 | 2100-Hard coal and derivatives | KTOE | PL | 2009 | nrg_101a | 2.1813
Primary production | 2118 | 2118-Sub-bituminous Coal | KTOE | RO | 2011 | nrg_101a | 0.74525
Imports | 2121 | 2121-Coke Oven Coke | KTOE | DE | 2013 | nrg_101a | 99.4365
Primary production | 5510 | 5510-Hydro power | KTOE | AL | 2012 | nrg_110a | 17.011
Primary production | 5510 | 5510-Hydro power | KTOE | LV | 2012 | nrg_110a | 13.3433
Primary production | 5550 | 5550-Geothermal Energy | KTOE | AT | 2012 | nrg_110a | 1.524
Imports | 3200 | 3200-All petroleum products | KTOE | CZ | 2013 | nrg_102a | 139.0771
Imports | 3200 | 3200-All petroleum products | KTOE | HU | 2014 | nrg_102a | 93.8429
Imports | 3200 | 3200-All petroleum products | KTOE | HR | 2009 | nrg_102a | 48.1984
Imports | 3200 | 3200-All petroleum products | KTOE | IS | 2014 | nrg_102a | 31.6564
Imports | 3200 | 3200-All petroleum products | KTOE | MT | 2011 | nrg_102a | 96.2838
Imports | 3200 | 3200-All petroleum products | KTOE | TR | 2013 | nrg_102a | 901.1878
Consumption in Oil and gas extraction | 3200 | 3200-All petroleum products | KTOE | NL | 2012 | nrg_102a | 0.17166
Consumption in Oil and gas extraction | 3200 | 3200-All petroleum products | KTOE | PT | 2011 | nrg_102a | 0.09211
Consumption in Coal Mines | 3200 | 3200-All petroleum products | KTOE | PL | 2009 | nrg_102a | 0.84992
Consumption in Coke Ovens | 4210 | 4210-Coke Oven Gas | KTOE | CZ | 2012 | nrg_103a | 7.1552
Consumption in Coke Ovens | 4210 | 4210-Coke Oven Gas | KTOE | PL | 2012 | nrg_103a | 38.5144
Primary production | 5510 | 5510-Hydro power | KTOE | DE | 2013 | nrg_107a | 82.794
Primary production | 5510 | 5510-Hydro power | KTOE | DK | 2012 | nrg_107a | 0.062802
Primary production | 5510 | 5510-Hydro power | KTOE | ES | 2014 | nrg_107a | 141.0072
Primary production | 5510 | 5510-Hydro power | KTOE | IT | 2009 | nrg_107a | 176.8965
Primary production | 5510 | 5510-Hydro power | KTOE | RS | 2011 | nrg_107a | 31.2
Primary production | 5510 | 5510-Hydro power | KTOE | SE | 2010 | nrg_107a | 239.0328
Primary production | 5510 | 5510-Hydro power | KTOE | UK | 2014 | nrg_107a | 21.1852
Primary production | 5510 | 5510-Hydro power | KTOE | XK | 2010 | nrg_107a | 0.56103
Primary production | 5550 | 5550-Geothermal Energy | KTOE | BG | 2014 | nrg_107a | 1.3984
Primary production | 5550 | 5550-Geothermal Energy | KTOE | CY | 2013 | nrg_107a | 0.062802
Primary production | 5550 | 5550-Geothermal Energy | KTOE | EL | 2012 | nrg_107a | 0.54847
Primary production | 5550 | 5550-Geothermal Energy | KTOE | ES | 2010 | nrg_107a | 0.66989
Imports | 2330 | 2330-Peat products | KTOE | LT | 2011 | nrg_110a | 1.3607
Consumption in Coke Ovens | 4210 | 4210-Coke Oven Gas | KTOE | SE | 2012 | nrg_110a | 3.5044
Primary production | 5510 | 5510-Hydro power | KTOE | EE | 2012 | nrg_110a | 0.15072
Primary production | 5510 | 5510-Hydro power | KTOE | HU | 2012 | nrg_110a | 0.76618
Primary production | 5510 | 5510-Hydro power | KTOE | UK | 2010 | nrg_110a | 12.8325
Primary production | 5510 | 5510-Hydro power | KTOE | XK | 2014 | nrg_110a | 0.54428
Primary production | 5550 | 5550-Geothermal Energy | KTOE | BG | 2009 | nrg_110a | 1.3691
Primary production | 5550 | 5550-Geothermal Energy | KTOE | DK | 2014 | nrg_110a | 0.16747
Primary production | 5550 | 5550-Geothermal Energy | KTOE | IT | 2011 | nrg_110a | 209.9722
Primary production | 5550 | 5550-Geothermal Energy | KTOE | RS | 2013 | nrg_110a | 0.18841
Primary production | 5550 | 5550-Geothermal Energy | KTOE | UK | 2014 | nrg_110a | 0.033494
Imports | 3200 | 3200-All petroleum products | KTOE | BE | 2010 | nrg_102a | 899.3581
Imports | 3200 | 3200-All petroleum products | KTOE | DK | 2009 | nrg_102a | 220.0163
Imports | 3200 | 3200-All petroleum products | KTOE | SI | 2010 | nrg_102a | 137.4778
Imports | 3200 | 3200-All petroleum products | KTOE | XK | 2010 | nrg_102a | 23.0986
Imports | 3200 | 3200-All petroleum products | KTOE | UK | 2014 | nrg_102a | 1256.0735
Consumption in Coal Mines | 3200 | 3200-All petroleum products | KTOE | DE | 2011 | nrg_102a | 0.33913
Consumption in Coal Mines | 3200 | 3200-All petroleum products | KTOE | MK | 2013 | nrg_102a | 0.083736
Consumption in Coke Ovens | 3200 | 3200-All petroleum products | KTOE | UA | 2013 | nrg_102a | 0.33913
Consumption in Oil and gas extraction | 3200 | 3200-All petroleum products | KTOE | CY | 2014 | nrg_102a | 0.087923
Consumption in Oil and gas extraction | 3200 | 3200-All petroleum products | KTOE | ES | 2013 | nrg_102a | 0.083736
Transformation output from Coke Ovens | 4210 | 4210-Coke Oven Gas | KTOE | AT | 2010 | nrg_103a | 9.6464
Transformation output from Coke Ovens | 4210 | 4210-Coke Oven Gas | KTOE | DE | 2012 | nrg_103a | 60.0596
Consumption in Coke Ovens | 4210 | 4210-Coke Oven Gas | KTOE | UA | 2011 | nrg_103a | 53.9972
Primary production | 5510 | 5510-Hydro power | KTOE | LV | 2013 | nrg_107a | 10.4837
Primary production | 5550 | 5550-Geothermal Energy | KTOE | IT | 2012 | nrg_107a | 207.5522
Transformation output from BKB / PB Plants | 2330 | 2330-Peat products | KTOE | FI | 2010 | nrg_110a | 0.49823
Consumption in Coke Ovens | 4210 | 4210-Coke Oven Gas | KTOE | ES | 2012 | nrg_110a | 6.3849
Consumption in Coke Ovens | 4210 | 4210-Coke Oven Gas | KTOE | TR | 2010 | nrg_110a | 5.0911
Consumption in Coke Ovens | 4210 | 4210-Coke Oven Gas | KTOE | SK | 2010 | nrg_110a | 1.7961
Transformation output from Coke Ovens | 4210 | 4210-Coke Oven Gas | KTOE | AT | 2012 | nrg_110a | 9.6255
Transformation output from Coke Ovens | 4210 | 4210-Coke Oven Gas | KTOE | DE | 2014 | nrg_110a | 65.4397
Primary production | 5510 | 5510-Hydro power | KTOE | IT | 2014 | nrg_110a | 210.7635
Primary production | 5510 | 5510-Hydro power | KTOE | LT | 2013 | nrg_110a | 1.8757
Primary production | 5550 | 5550-Geothermal Energy | KTOE | LT | 2012 | nrg_110a | 0.1591
Primary production | 5550 | 5550-Geothermal Energy | KTOE | SK | 2010 | nrg_107a | 0.3475
Primary production | 5550 | 5550-Geothermal Energy | KTOE | TR | 2011 | nrg_107a | 86.2397
Imports | 5541 | 5541-Solid biofuels (excluding charcoal) | KTOE | IT | 2009 | nrg_107a | 44.3382
Imports | 5541 | 5541-Solid biofuels (excluding charcoal) | KTOE | LU | 2009 | nrg_107a | 0.21353
Consumption in Coal Mines | 5541 | 5541-Solid biofuels (excluding charcoal) | KTOE | PL | 2013 | nrg_107a | 0.046055
Consumption in BKB / PB Plants | 5541 | 5541-Solid biofuels (excluding charcoal) | KTOE | DE | 2014 | nrg_107a | 0.01256
Primary production | 3192 | 3192-Additives/Oxygenates | KTOE | FI | 2009 | nrg_110a | 4.124
Imports | 3192 | 3192-Additives/Oxygenates | KTOE | CZ | 2012 | nrg_110a | 0.55266
Imports | 3192 | 3192-Additives/Oxygenates | KTOE | LT | 2014 | nrg_110a | 1.6329
Imports | 3192 | 3192-Additives/Oxygenates | KTOE | HR | 2014 | nrg_110a | 2.4786
Primary production | 5541 | 5541-Solid biofuels (excluding charcoal) | KTOE | BG | 2010 | nrg_110a | 39.4606
Primary production | 5541 | 5541-Solid biofuels (excluding charcoal) | KTOE | CY | 2012 | nrg_110a | 0.23446
Primary production | 5541 | 5541-Solid biofuels (excluding charcoal) | KTOE | DE | 2013 | nrg_110a | 456.4575
Primary production | 5541 | 5541-Solid biofuels (excluding charcoal) | KTOE | EL | 2012 | nrg_110a | 41.8806
Primary production | 5541 | 5541-Solid biofuels (excluding charcoal) | KTOE | IE | 2010 | nrg_110a | 7.9675
Primary production | 5541 | 5541-Solid biofuels (excluding charcoal) | KTOE | UA | 2010 | nrg_110a | 69.7521
Imports | 5541 | 5541-Solid biofuels (excluding charcoal) | KTOE | LU | 2014 | nrg_110a | 0.20097
Imports | 3100 | 3100-Crude oil, feedstocks and other hydrocarbons | KTOE | DK | 2014 | nrg_102a | 165.9773
Primary production | 3100 | 3100-Crude oil, feedstocks and other hydrocarbons | KTOE | NO | 2013 | nrg_102a | 3533.3452
Imports | 3100 | 3100-Crude oil, feedstocks and other hydrocarbons | KTOE | UK | 2012 | nrg_102a | 2604.3236
Imports | 3100 | 3100-Crude oil, feedstocks and other hydrocarbons | KTOE | UA | 2010 | nrg_102a | 335.1659
Imports | 3192 | 3192-Additives/Oxygenates | KTOE | BG | 2009 | nrg_102a | 0.39356
Imports | 5541 | 5541-Solid biofuels (excluding charcoal) | KTOE | SK | 2013 | nrg_107a | 0.029308
Imports | 5541 | 5541-Solid biofuels (excluding charcoal) | KTOE | XK | 2010 | nrg_107a | 0.050242
Imports | 5541 | 5541-Solid biofuels (excluding charcoal) | KTOE | BE | 2011 | nrg_107a | 17.2119
Primary production | 3192 | 3192-Additives/Oxygenates | KTOE | NO | 2013 | nrg_110a | 3.3118
Transformation input in BKB / PB Plants | 5541 | 5541-Solid biofuels (excluding charcoal) | KTOE | UA | 2009 | nrg_110a | 0.0083736
Primary production | 5541 | 5541-Solid biofuels (excluding charcoal) | KTOE | LT | 2013 | nrg_110a | 43.593
Primary production | 5541 | 5541-Solid biofuels (excluding charcoal) | KTOE | LU | 2011 | nrg_110a | 1.8087
Primary production | 5541 | 5541-Solid biofuels (excluding charcoal) | KTOE | LV | 2013 | nrg_110a | 73.336
Imports | 5541 | 5541-Solid biofuels (excluding charcoal) | KTOE | FI | 2009 | nrg_110a | 6.2886
Imports | 3000 | 3000-Total petroleum products | KTOE | EL | 2009 | nrg_102a | 1164.2737
Imports | 3000 | 3000-Total petroleum products | KTOE | MK | 2011 | nrg_102a | 53.6999
Transformation input in Coke Ovens | 3000 | 3000-Total petroleum products | KTOE | SE | 2010 | nrg_102a | 1.0258
Consumption in Oil and gas extraction | 3000 | 3000-Total petroleum products | KTOE | HU | 2013 | nrg_102a | 0.51498
Consumption in Pipeline transport | 3000 | 3000-Total petroleum products | KTOE | PL | 2012 | nrg_102a | 0.041868
Consumption in Coal Mines | 2000 | 2000-Solid fuels | KTOE | EE | 2010 | nrg_110a | 0.046055
Primary production | 2000 | 2000-Solid fuels | KTOE | LV | 2014 | nrg_110a | 0.050242
Primary production | 2000 | 2000-Solid fuels | KTOE | ME | 2013 | nrg_110a | 15.5833
Primary production | 2000 | 2000-Solid fuels | KTOE | UA | 2012 | nrg_110a | 1639.5048
Primary production | 2000 | 2000-Solid fuels | KTOE | XK | 2010 | nrg_110a | 67.4787
Transformation input in Patent Fuel Plants | 2000 | 2000-Solid fuels | KTOE | HU | 2011 | nrg_110a | 0.10467
Transformation input in Coke Ovens | 2000 | 2000-Solid fuels | KTOE | BE | 2013 | nrg_110a | 66.4864
Transformation output from Patent Fuel Plants | 2000 | 2000-Solid fuels | KTOE | UK | 2011 | nrg_110a | 8.4657
Transformation output from Coke Ovens | 2000 | 2000-Solid fuels | KTOE | HU | 2009 | nrg_110a | 22.9562
Transformation output from Coke Ovens | 2000 | 2000-Solid fuels | KTOE | FR | 2013 | nrg_110a | 98.9592
Consumption in BKB / PB Plants | 2000 | 2000-Solid fuels | KTOE | IE | 2014 | nrg_110a | 0.5066
Imports | 3000 | 3000-Total petroleum products | KTOE | EE | 2014 | nrg_110a | 79.2143
Primary production | 3000 | 3000-Total petroleum products | KTOE | HR | 2010 | nrg_110a | 31.7694
Primary production | 3000 | 3000-Total petroleum products | KTOE | UK | 2013 | nrg_110a | 1765.9922
Transformation input in Coke Ovens | 3000 | 3000-Total petroleum products | KTOE | HU | 2009 | nrg_110a | 0.49404
Transformation input in Patent Fuel Plants | 3000 | 3000-Total petroleum products | KTOE | UK | 2013 | nrg_110a | 3.7723
Transformation output from Coke Ovens | 2000 | 2000-Solid fuels | KTOE | ES | 2009 | nrg_100a | 57.1624
Primary production | 3000 | 3000-Total petroleum products | KTOE | AT | 2014 | nrg_100a | 38.2715
Primary production | 3000 | 3000-Total petroleum products | KTOE | HR | 2012 | nrg_100a | 26.314
Primary production | 3000 | 3000-Total petroleum products | KTOE | FR | 2011 | nrg_100a | 47.8342
Primary production | 3000 | 3000-Total petroleum products | KTOE | MD | 2014 | nrg_100a | 0.26377
Primary production | 3000 | 3000-Total petroleum products | KTOE | UA | 2012 | nrg_100a | 143.3393
Primary production | 2000 | 2000-Solid fuels | KTOE | AL | 2011 | nrg_100a | 0.050242
Imports | 2000 | 2000-Solid fuels | KTOE | EE | 2013 | nrg_100a | 1.6035
Imports | 2000 | 2000-Solid fuels | KTOE | MK | 2009 | nrg_100a | 2.0683
Transformation input in Coke Ovens | 2000 | 2000-Solid fuels | KTOE | RO | 2010 | nrg_100a | 0.083736
Transformation input in Patent Fuel Plants | 2000 | 2000-Solid fuels | KTOE | UK | 2009 | nrg_100a | 6.2048
Transformation input in BKB / PB Plants | 2000 | 2000-Solid fuels | KTOE | CZ | 2009 | nrg_100a | 4.237
Consumption in BKB / PB Plants | 2000 | 2000-Solid fuels | KTOE | IE | 2012 | nrg_100a | 0.57359
Transformation output from Patent Fuel Plants | 2000 | 2000-Solid fuels | KTOE | UK | 2013 | nrg_100a | 9.8432
Transformation input in Coke Ovens | 3000 | 3000-Total petroleum products | KTOE | SE | 2010 | nrg_100a | 1.0258
Imports | 3000 | 3000-Total petroleum products | KTOE | ME | 2014 | nrg_100a | 12.4641
Consumption in Oil and gas extraction | 3000 | 3000-Total petroleum products | KTOE | HU | 2010 | nrg_100a | 0.56522
Consumption in Coal Mines | 3000 | 3000-Total petroleum products | KTOE | EE | 2011 | nrg_100a | 0.79549
Consumption in Coal Mines | 3000 | 3000-Total petroleum products | KTOE | MK | 2009 | nrg_100a | 0.041868
Consumption in Coal Mines | 3000 | 3000-Total petroleum products | KTOE | RO | 2012 | nrg_100a | 0.25539
Transformation output from Coke Ovens | 2000 | 2000-Solid fuels | KTOE | PL | 2012 | nrg_101a | 267.6244
Transformation output from Coke Ovens | 2000 | 2000-Solid fuels | KTOE | RO | 2010 | nrg_101a | 0.058615
Transformation output from Coke Ovens | 2000 | 2000-Solid fuels | KTOE | SE | 2010 | nrg_101a | 34.114
Transformation output from Coke Ovens | 2000 | 2000-Solid fuels | KTOE | TR | 2011 | nrg_101a | 111.2349
Transformation output from BKB / PB Plants | 2000 | 2000-Solid fuels | KTOE | RS | 2011 | nrg_101a | 11.3588
Transformation output from BKB / PB Plants | 2000 | 2000-Solid fuels | KTOE | UA | 2013 | nrg_101a | 5.38
Transformation input in Coke Ovens | 2000 | 2000-Solid fuels | KTOE | FR | 2010 | nrg_101a | 132.0056
Transformation input in Coke Ovens | 2000 | 2000-Solid fuels | KTOE | UA | 2009 | nrg_101a | 724.195
Transformation input in Gas Works | 2000 | 2000-Solid fuels | KTOE | UA | 2010 | nrg_101a | 1.7375
Primary production | 2000 | 2000-Solid fuels | KTOE | EL | 2012 | nrg_101a | 336.8155
Primary production | 2000 | 2000-Solid fuels | KTOE | RO | 2011 | nrg_101a | 278.9288
Primary production | 2000 | 2000-Solid fuels | KTOE | SE | 2014 | nrg_101a | 5.6271
Imports | 2000 | 2000-Solid fuels | KTOE | DE | 2010 | nrg_101a | 1362.9248
Imports | 2000 | 2000-Solid fuels | KTOE | HU | 2014 | nrg_101a | 44.2628
Imports | 2000 | 2000-Solid fuels | KTOE | IT | 2009 | nrg_101a | 511.9661
Imports | 2000 | 2000-Solid fuels | KTOE | IE | 2011 | nrg_101a | 59.306
Imports | 2000 | 2000-Solid fuels | KTOE | LT | 2010 | nrg_101a | 9.1775
Imports | 2000 | 2000-Solid fuels | KTOE | NO | 2014 | nrg_101a | 34.3527
Primary production | 3000 | 3000-Total petroleum products | KTOE | BG | 2009 | nrg_102a | 1.0467
Imports | 5500 | 5500-Renewable energies | KTOE | SI | 2010 | nrg_110a | 1.2393
Imports | 5500 | 5500-Renewable energies | KTOE | XK | 2010 | nrg_110a | 0.050242
Consumption in Coal Mines | 5500 | 5500-Renewable energies | KTOE | UA | 2011 | nrg_110a | 0.037681
Primary production | 5500 | 5500-Renewable energies | KTOE | LV | 2013 | nrg_100a | 89.4719
Imports | 5500 | 5500-Renewable energies | KTOE | DK | 2009 | nrg_100a | 24.2876
Imports | 5500 | 5500-Renewable energies | KTOE | SI | 2012 | nrg_100a | 2.152
Primary production | 5500 | 5500-Renewable energies | KTOE | SI | 2014 | nrg_107a | 49.3917
Primary production | 5500 | 5500-Renewable energies | KTOE | SK | 2014 | nrg_110a | 60.3234
Primary production | 5500 | 5500-Renewable energies | KTOE | SK | 2013 | nrg_100a | 61.4078
Primary production | 5500 | 5500-Renewable energies | KTOE | UA | 2014 | nrg_110a | 136.6153
Imports | 5500 | 5500-Renewable energies | KTOE | AL | 2014 | nrg_107a | 1.5031
Imports | 5500 | 5500-Renewable energies | KTOE | AT | 2009 | nrg_110a | 34.964
Primary production | 5500 | 5500-Renewable energies | KTOE | PL | 2014 | nrg_107a | 337.2216
Imports | 5500 | 5500-Renewable energies | KTOE | BG | 2011 | nrg_107a | 0.56103
Imports | 5500 | 5500-Renewable energies | KTOE | CY | 2011 | nrg_107a | 1.0593
Imports | 5500 | 5500-Renewable energies | KTOE | RS | 2009 | nrg_107a | 0.029308
Imports | 5500 | 5500-Renewable energies | KTOE | CZ | 2009 | nrg_110a | 4.4799
Primary production | 5500 | 5500-Renewable energies | KTOE | PT | 2013 | nrg_100a | 235.675
Imports | 5500 | 5500-Renewable energies | KTOE | PT | 2010 | nrg_100a | 1.8841
Primary production | 5500 | 5500-Renewable energies | KTOE | MD | 2012 | nrg_107a | 10.6219
Primary production | 5500 | 5500-Renewable energies | KTOE | UK | 2014 | nrg_107a | 405.9396
Imports | 5500 | 5500-Renewable energies | KTOE | EL | 2011 | nrg_107a | 6.4267
Imports | 5500 | 5500-Renewable energies | KTOE | MT | 2011 | nrg_107a | 0.079549
Imports | 5500 | 5500-Renewable energies | KTOE | RO | 2012 | nrg_107a | 7.285
Primary production | 5500 | 5500-Renewable energies | KTOE | AL | 2011 | nrg_110a | 24.0741
Primary production | 5500 | 5500-Renewable energies | KTOE | HR | 2014 | nrg_110a | 95.9656
Imports | 5500 | 5500-Renewable energies | KTOE | ES | 2010 | nrg_110a | 34.5411
Primary production | 5500 | 5500-Renewable energies | KTOE | FR | 2013 | nrg_100a | 947.3975
Primary production | 5500 | 5500-Renewable energies | KTOE | HR | 2014 | nrg_100a | 95.9656
Primary production | 5500 | 5500-Renewable energies | KTOE | MK | 2010 | nrg_100a | 17.6557
Primary production | 5500 | 5500-Renewable energies | KTOE | UA | 2014 | nrg_100a | 136.6153
Primary production | 5500 | 5500-Renewable energies | KTOE | XK | 2012 | nrg_100a | 10.5926
Imports | 5500 | 5500-Renewable energies | KTOE | ES | 2012 | nrg_100a | 81.1527
Imports | 5500 | 5500-Renewable energies | KTOE | ME | 2012 | nrg_100a | 0.050242
Imports | 5500 | 5500-Renewable energies | KTOE | MK | 2009 | nrg_100a | 0.34332
Imports | 5500 | 5500-Renewable energies | KTOE | RO | 2014 | nrg_100a | 8.8509
Primary production | 5500 | 5500-Renewable energies | KTOE | CZ | 2009 | nrg_107a | 108.5763
Primary production | 5500 | 5500-Renewable energies | KTOE | ES | 2014 | nrg_107a | 753.7412
Primary production | 5500 | 5500-Renewable energies | KTOE | FI | 2014 | nrg_107a | 421.527
Imports | 5500 | 5500-Renewable energies | KTOE | CZ | 2014 | nrg_107a | 11.5137
Imports | 5500 | 5500-Renewable energies | KTOE | TR | 2013 | nrg_107a | 13.7997
Consumption in BKB / PB Plants | 5500 | 5500-Renewable energies | KTOE | DE | 2014 | nrg_107a | 0.01256
Primary production | 5500 | 5500-Renewable energies | KTOE | CZ | 2014 | nrg_110a | 153.0736
Primary production | 5500 | 5500-Renewable energies | KTOE | FI | 2014 | nrg_110a | 421.527
Imports | 5500 | 5500-Renewable energies | KTOE | LT | 2012 | nrg_110a | 6.3681
Imports | 5500 | 5500-Renewable energies | KTOE | IT | 2011 | nrg_110a | 123.7827
Imports | 5500 | 5500-Renewable energies | KTOE | IS | 2011 | nrg_110a | 0.0041868
Imports | 5500 | 5500-Renewable energies | KTOE | UA | 2012 | nrg_110a | 0.029308
Consumption in Coal Mines | 5500 | 5500-Renewable energies | KTOE | PL | 2011 | nrg_110a | 0.037681
Primary production | 5500 | 5500-Renewable energies | KTOE | CY | 2011 | nrg_100a | 4.0193
Primary production | 5500 | 5500-Renewable energies | KTOE | EL | 2010 | nrg_100a | 82.6642
Primary production | 5500 | 5500-Renewable energies | KTOE | RS | 2014 | nrg_100a | 86.5998
Primary production | 5500 | 5500-Renewable energies | KTOE | SE | 2012 | nrg_100a | 775.5796
Imports | 5500 | 5500-Renewable energies | KTOE | LV | 2010 | nrg_100a | 0.50242
Imports | 5500 | 5500-Renewable energies | KTOE | LT | 2014 | nrg_100a | 6.8412
Imports | 5500 | 5500-Renewable energies | KTOE | MD | 2014 | nrg_100a | 0.037681
Transformation input in BKB / PB Plants | 5500 | 5500-Renewable energies | KTOE | UA | 2009 | nrg_107a | 0.0083736
Primary production | 5500 | 5500-Renewable energies | KTOE | LT | 2009 | nrg_107a | 48.9897
Primary production | 5500 | 5500-Renewable energies | KTOE | NO | 2009 | nrg_107a | 504.4759
Imports | 5500 | 5500-Renewable energies | KTOE | BE | 2014 | nrg_107a | 26.5192
Imports | 5500 | 5500-Renewable energies | KTOE | FI | 2012 | nrg_107a | 11.7105
Imports | 5500 | 5500-Renewable energies | KTOE | UK | 2012 | nrg_107a | 63.5807
Consumption in Coal Mines | 5500 | 5500-Renewable energies | KTOE | UA | 2013 | nrg_107a | 0.016747
Primary production | 5500 | 5500-Renewable energies | KTOE | LU | 2011 | nrg_110a | 3.3913
Primary production | 5500 | 5500-Renewable energies | KTOE | MT | 2014 | nrg_110a | 0.53172
Primary production | 5500 | 5500-Renewable energies | KTOE | NO | 2010 | nrg_110a | 482.3194
Transformation input in Gas Works | 4000 | 4000-Gas | KTOE | HR | 2012 | nrg_103a | 0.10048
Transformation input in Gas Works | 4000 | 4000-Gas | KTOE | SE | 2013 | nrg_103a | 0.10467
Transformation output from Coke Ovens | 4000 | 4000-Gas | KTOE | SK | 2011 | nrg_103a | 11.9366
Consumption in Oil and gas extraction | 4000 | 4000-Gas | KTOE | IT | 2010 | nrg_103a | 11.5095
Consumption in Oil and gas extraction | 4000 | 4000-Gas | KTOE | PT | 2013 | nrg_103a | 0.0083736
Consumption in Oil and gas extraction | 4000 | 4000-Gas | KTOE | UK | 2014 | nrg_103a | 137.6787
Consumption in Oil and gas extraction | 4000 | 4000-Gas | KTOE | UA | 2012 | nrg_103a | 21.5118
Consumption in Coke Ovens | 4000 | 4000-Gas | KTOE | AT | 2013 | nrg_103a | 6.4393
Consumption in Coke Ovens | 4000 | 4000-Gas | KTOE | HU | 2009 | nrg_103a | 2.8805
Consumption in Coke Ovens | 4000 | 4000-Gas | KTOE | IT | 2009 | nrg_103a | 0.20097
Consumption in Coke Ovens | 4000 | 4000-Gas | KTOE | NL | 2013 | nrg_103a | 7.4986
Consumption in Gas Works | 4000 | 4000-Gas | KTOE | PL | 2009 | nrg_103a | 0.01256
Consumption in Pipeline transport | 4000 | 4000-Gas | KTOE | BG | 2009 | nrg_103a | 5.8448
Primary production | 4100 | 4100-Natural gas | KTOE | DE | 2012 | nrg_103a | 400.6265
Primary production | 4100 | 4100-Natural gas | KTOE | IE | 2012 | nrg_103a | 7.105
Primary production | 4100 | 4100-Natural gas | KTOE | RS | 2013 | nrg_103a | 17.7102
Imports | 4100 | 4100-Natural gas | KTOE | FR | 2014 | nrg_103a | 1680.5103
Imports | 4100 | 4100-Natural gas | KTOE | HU | 2013 | nrg_103a | 283.3459
Imports | 4100 | 4100-Natural gas | KTOE | LU | 2010 | nrg_103a | 50.0992
Imports | 4100 | 4100-Natural gas | KTOE | LV | 2012 | nrg_103a | 57.7025
Imports | 4100 | 4100-Natural gas | KTOE | TR | 2011 | nrg_103a | 1512.5108
Transformation input in Gas Works | 4100 | 4100-Natural gas | KTOE | DK | 2014 | nrg_103a | 0.67826
Consumption in Oil and gas extraction | 4100 | 4100-Natural gas | KTOE | LT | 2009 | nrg_103a | 0.0041868
Consumption in Oil and gas extraction | 4100 | 4100-Natural gas | KTOE | NL | 2009 | nrg_103a | 25.4432
Consumption in Oil and gas extraction | 4100 | 4100-Natural gas | KTOE | RS | 2010 | nrg_103a | 1.4193
Consumption in Coal Mines | 4100 | 4100-Natural gas | KTOE | UK | 2011 | nrg_103a | 0.72432
Consumption in Pipeline transport | 4100 | 4100-Natural gas | KTOE | BG | 2011 | nrg_103a | 8.5285
Consumption in Pipeline transport | 4100 | 4100-Natural gas | KTOE | BE | 2013 | nrg_103a | 1.905
Primary production | 4000 | 4000-Gas | KTOE | EL | 2011 | nrg_103a | 0.26796
Primary production | 4000 | 4000-Gas | KTOE | IE | 2012 | nrg_103a | 7.105
Primary production | 4000 | 4000-Gas | KTOE | RO | 2013 | nrg_103a | 360.069
Imports | 4000 | 4000-Gas | KTOE | DE | 2014 | nrg_103a | 3154.3895
Imports | 4000 | 4000-Gas | KTOE | HU | 2012 | nrg_103a | 282.3997
Imports | 4000 | 4000-Gas | KTOE | LT | 2013 | nrg_103a | 90.6568
Imports | 4000 | 4000-Gas | KTOE | LU | 2013 | nrg_103a | 37.2583
Imports | 4000 | 4000-Gas | KTOE | LV | 2013 | nrg_103a | 58.3012
Imports | 4000 | 4000-Gas | KTOE | IT | 2010 | nrg_103a | 2583.8878
Primary production | 5100 | 5100-Nuclear heat | KTOE | CZ | 2010 | nrg_104a | 303.4467
Primary production | 5100 | 5100-Nuclear heat | KTOE | FI | 2009 | nrg_104a | 254.0801
Primary production | 5100 | 5100-Nuclear heat | KTOE | HU | 2009 | nrg_104a | 167.1077
Imports | 7200 | 7200-Waste (non-renewable) | KTOE | NL | 2011 | nrg_108a | 1.6412
Primary production | 7200 | 7200-Waste (non-renewable) | KTOE | CZ | 2011 | nrg_108a | 9.19
Primary production | 7200 | 7200-Waste (non-renewable) | KTOE | DE | 2012 | nrg_108a | 168.1377
Primary production | 7200 | 7200-Waste (non-renewable) | KTOE | FI | 2011 | nrg_108a | 6.0499
Primary production | 7200 | 7200-Waste (non-renewable) | KTOE | RS | 2012 | nrg_108a | 0.050242
Primary production | 2210 | 2210-Lignite/Brown Coal | KTOE | BG | 2011 | nrg_110a | 259.657
Imports | 2210 | 2210-Lignite/Brown Coal | KTOE | FR | 2010 | nrg_110a | 0.88341
Imports | 2210 | 2210-Lignite/Brown Coal | KTOE | SK | 2011 | nrg_110a | 8.8341
Consumption in Coal Mines | 2210 | 2210-Lignite/Brown Coal | KTOE | PL | 2014 | nrg_110a | 0.25958
Consumption in Coal Mines | 2210 | 2210-Lignite/Brown Coal | KTOE | SK | 2013 | nrg_110a | 0.01256
Imports | 3105 | 3105-Crude oil (without NGL) | KTOE | IE | 2014 | nrg_110a | 113.0478
Imports | 3105 | 3105-Crude oil (without NGL) | KTOE | LT | 2014 | nrg_110a | 317.0622
Imports | 3270A | 3270A-Total fuel oil | KTOE | CZ | 2013 | nrg_110a | 0.51916
Imports | 3270A | 3270A-Total fuel oil | KTOE | HR | 2011 | nrg_110a | 0.51916
Imports | 3270A | 3270A-Total fuel oil | KTOE | FR | 2014 | nrg_110a | 200.9203
Imports | 3270A | 3270A-Total fuel oil | KTOE | IE | 2014 | nrg_110a | 4.1198
Imports | 3270A | 3270A-Total fuel oil | KTOE | MD | 2013 | nrg_110a | 0.56103
Imports | 3270A | 3270A-Total fuel oil | KTOE | SK | 2011 | nrg_110a | 4.0403
Primary production | 4000 | 4000-Gas | KTOE | CZ | 2012 | nrg_110a | 8.9556
Primary production | 4000 | 4000-Gas | KTOE | DK | 2010 | nrg_110a | 307.4242
Primary production | 4000 | 4000-Gas | KTOE | RO | 2011 | nrg_110a | 362.8616
Imports | 4000 | 4000-Gas | KTOE | LU | 2011 | nrg_110a | 43.2203
Imports | 4000 | 4000-Gas | KTOE | LT | 2011 | nrg_110a | 114.1029
Transformation input in Coke Ovens | 4000 | 4000-Gas | KTOE | UK | 2014 | nrg_110a | 0.45217
Consumption in Oil and gas extraction | 4000 | 4000-Gas | KTOE | LT | 2010 | nrg_110a | 0.0041868
Consumption in Oil and gas extraction | 4000 | 4000-Gas | KTOE | PL | 2011 | nrg_110a | 7.2557
Consumption in Oil and gas extraction | 4000 | 4000-Gas | KTOE | RO | 2012 | nrg_110a | 12.1375
Imports | 3285 | 3285-Petroleum coke | KTOE | PT | 2014 | nrg_110a | 15.3279
Imports | 3191 | 3191-Refinery feedstocks | KTOE | EL | 2009 | nrg_102a | 113.9563
Imports | 3285 | 3285-Petroleum coke | KTOE | EL | 2011 | nrg_102a | 18.2084
Consumption in Coal Mines | 2117 | 2117-Other Bituminous Coal | KTOE | HU | 2014 | nrg_110a | 0.046055
Imports | 2117 | 2117-Other Bituminous Coal | KTOE | ES | 2009 | nrg_110a | 332.0886
Imports | 3247 | 3247-Kerosene type jet fuel (without bio components) | KTOE | ES | 2011 | nrg_110a | 117.5193
Imports | 3247 | 3247-Kerosene type jet fuel (without bio components) | KTOE | MK | 2012 | nrg_110a | 0.42287
Imports | 3285 | 3285-Petroleum coke | KTOE | MK | 2010 | nrg_110a | 2.914
Imports | 3285 | 3285-Petroleum coke | KTOE | ME | 2010 | nrg_110a | 1.0216
Transformation input in Coke Ovens | 3285 | 3285-Petroleum coke | KTOE | SE | 2011 | nrg_110a | 0.64058
Transformation input in Patent Fuel Plants | 3285 | 3285-Petroleum coke | KTOE | UK | 2012 | nrg_110a | 2.8177
Primary production | 2117 | 2117-Other Bituminous Coal | KTOE | CZ | 2010 | nrg_101a | 138.0011
Primary production | 2117 | 2117-Other Bituminous Coal | KTOE | UA | 2009 | nrg_101a | 548.3996
Imports | 2117 | 2117-Other Bituminous Coal | KTOE | HU | 2010 | nrg_101a | 7.6032
Imports | 2117 | 2117-Other Bituminous Coal | KTOE | IT | 2010 | nrg_101a | 421.1921
Imports | 2117 | 2117-Other Bituminous Coal | KTOE | LT | 2009 | nrg_101a | 2.1604
Imports | 2117 | 2117-Other Bituminous Coal | KTOE | LU | 2012 | nrg_101a | 1.7082
Consumption in Coal Mines | 2117 | 2117-Other Bituminous Coal | KTOE | DE | 2010 | nrg_101a | 0.054428
Consumption in Coal Mines | 2117 | 2117-Other Bituminous Coal | KTOE | PL | 2010 | nrg_101a | 1.7333
Imports | 3191 | 3191-Refinery feedstocks | KTOE | FR | 2009 | nrg_102a | 10.4209
Imports | 3247 | 3247-Kerosene type jet fuel (without bio components) | KTOE | CZ | 2011 | nrg_102a | 7.8377
Imports | 3247 | 3247-Kerosene type jet fuel (without bio components) | KTOE | DE | 2012 | nrg_102a | 206.7233
Imports | 3247 | 3247-Kerosene type jet fuel (without bio components) | KTOE | HR | 2011 | nrg_102a | 0.041868
Imports | 3247 | 3247-Kerosene type jet fuel (without bio components) | KTOE | MD | 2011 | nrg_102a | 0.81643
Imports | 3247 | 3247-Kerosene type jet fuel (without bio components) | KTOE | LV | 2009 | nrg_102a | 4.2789
Imports | 3247 | 3247-Kerosene type jet fuel (without bio components) | KTOE | MT | 2012 | nrg_102a | 4.2998
Imports | 3247 | 3247-Kerosene type jet fuel (without bio components) | KTOE | TR | 2010 | nrg_102a | 18.6187
Imports | 3285 | 3285-Petroleum coke | KTOE | NL | 2012 | nrg_102a | 43.279
Imports | 3285 | 3285-Petroleum coke | KTOE | DE | 2013 | nrg_102a | 36.2158
Imports | 3285 | 3285-Petroleum coke | KTOE | IS | 2013 | nrg_102a | 0.25539
Imports | 3285 | 3285-Petroleum coke | KTOE | LU | 2009 | nrg_102a | 0.16329
Consumption in Coal Mines | 2117 | 2117-Other Bituminous Coal | KTOE | PL | 2010 | nrg_110a | 1.7333
Primary production | 2117 | 2117-Other Bituminous Coal | KTOE | DE | 2012 | nrg_110a | 74.0854
Imports | 2117 | 2117-Other Bituminous Coal | KTOE | HU | 2013 | nrg_110a | 0.84573
Imports | 2117 | 2117-Other Bituminous Coal | KTOE | FR | 2014 | nrg_110a | 205.9445
Imports | 2117 | 2117-Other Bituminous Coal | KTOE | LV | 2012 | nrg_110a | 3.6425
Imports | 2117 | 2117-Other Bituminous Coal | KTOE | IS | 2009 | nrg_110a | 0.28052
Imports | 2117 | 2117-Other Bituminous Coal | KTOE | LU | 2010 | nrg_110a | 1.8548
Imports | 2117 | 2117-Other Bituminous Coal | KTOE | TR | 2011 | nrg_110a | 454.2385
Consumption in Coal Mines | 2117 | 2117-Other Bituminous Coal | KTOE | UK | 2009 | nrg_110a | 0.12979
Imports | 3191 | 3191-Refinery feedstocks | KTOE | DK | 2010 | nrg_110a | 0.29726
Imports | 3247 | 3247-Kerosene type jet fuel (without bio components) | KTOE | CZ | 2010 | nrg_110a | 8.876
Imports | 3247 | 3247-Kerosene type jet fuel (without bio components) | KTOE | FR | 2014 | nrg_110a | 172.7725
Imports | 3247 | 3247-Kerosene type jet fuel (without bio components) | KTOE | HR | 2010 | nrg_110a | 0.48148
Imports | 3247 | 3247-Kerosene type jet fuel (without bio components) | KTOE | IT | 2012 | nrg_110a | 44.6355
Imports | 3247 | 3247-Kerosene type jet fuel (without bio components) | KTOE | LT | 2010 | nrg_110a | 0.82061
Imports | 3247 | 3247-Kerosene type jet fuel (without bio components) | KTOE | MD | 2013 | nrg_110a | 0.90435
Imports | 3285 | 3285-Petroleum coke | KTOE | IE | 2013 | nrg_110a | 4.706
Imports | 3285 | 3285-Petroleum coke | KTOE | TR | 2014 | nrg_110a | 78.4062
Imports | 2117 | 2117-Other Bituminous Coal | KTOE | AT | 2013 | nrg_101a | 39.5443
Imports | 2117 | 2117-Other Bituminous Coal | KTOE | DK | 2011 | nrg_101a | 149.6195
Imports | 2117 | 2117-Other Bituminous Coal | KTOE | UA | 2013 | nrg_101a | 166.8775
Imports | 3191 | 3191-Refinery feedstocks | KTOE | BE | 2013 | nrg_102a | 113.4958
Imports | 3247 | 3247-Kerosene type jet fuel (without bio components) | KTOE | SI | 2009 | nrg_102a | 1.1304
Imports | 3247 | 3247-Kerosene type jet fuel (without bio components) | KTOE | XK | 2009 | nrg_102a | 0.68664
Imports | 3285 | 3285-Petroleum coke | KTOE | SI | 2011 | nrg_102a | 2.0055
Imports | 3285 | 3285-Petroleum coke | KTOE | DK | 2014 | nrg_102a | 9.1063
Imports | 2117 | 2117-Other Bituminous Coal | KTOE | BE | 2014 | nrg_110a | 71.5943
Imports | 2117 | 2117-Other Bituminous Coal | KTOE | UK | 2009 | nrg_110a | 829.4846
Imports | 3247 | 3247-Kerosene type jet fuel (without bio components) | KTOE | BE | 2009 | nrg_110a | 46.0967
Imports | 3247 | 3247-Kerosene type jet fuel (without bio components) | KTOE | SI | 2009 | nrg_110a | 1.1304
Primary production | 2117 | 2117-Other Bituminous Coal | KTOE | TR | 2014 | nrg_110a | 22.9772
Imports | 2121 | 2121-Coke Oven Coke | KTOE | HR | 2012 | nrg_101a | 0.8248
Imports | 2121 | 2121-Coke Oven Coke | KTOE | IT | 2011 | nrg_101a | 0.94203
Imports | 2121 | 2121-Coke Oven Coke | KTOE | LT | 2012 | nrg_101a | 0.5401
Primary production | 2410 | 2410-Oil shale and oil sands | KTOE | EE | 2009 | nrg_101a | 134.4507
Imports | 3193 | 3193-Other hydrocarbons | KTOE | LV | 2012 | nrg_102a | 0.27633
Imports | 3286 | 3286-Paraffin Waxes | KTOE | HR | 2011 | nrg_102a | 0.26796
Imports | 3286 | 3286-Paraffin Waxes | KTOE | FR | 2014 | nrg_102a | 2.3614
Imports | 3286 | 3286-Paraffin Waxes | KTOE | LV | 2013 | nrg_102a | 0.37681
Imports | 3286 | 3286-Paraffin Waxes | KTOE | SK | 2011 | nrg_102a | 0.17166
Primary production | 5540 | 5540-Biomass and renewable wastes | KTOE | EL | 2009 | nrg_107a | 38.7488
Primary production | 5540 | 5540-Biomass and renewable wastes | KTOE | EE | 2013 | nrg_107a | 44.9872
Primary production | 5540 | 5540-Biomass and renewable wastes | KTOE | IE | 2010 | nrg_107a | 13.335
Primary production | 5540 | 5540-Biomass and renewable wastes | KTOE | IT | 2010 | nrg_107a | 382.7154
Primary production | 5540 | 5540-Biomass and renewable wastes | KTOE | IS | 2010 | nrg_107a | 0.041868
Primary production | 5540 | 5540-Biomass and renewable wastes | KTOE | XK | 2013 | nrg_107a | 10.3958
Imports | 5540 | 5540-Biomass and renewable wastes | KTOE | IE | 2009 | nrg_107a | 1.277
Imports | 5540 | 5540-Biomass and renewable wastes | KTOE | HU | 2011 | nrg_107a | 5.7359
Imports | 5540 | 5540-Biomass and renewable wastes | KTOE | LT | 2012 | nrg_107a | 6.3681
Imports | 5540 | 5540-Biomass and renewable wastes | KTOE | LU | 2011 | nrg_107a | 2.0139
Imports | 5540 | 5540-Biomass and renewable wastes | KTOE | LV | 2014 | nrg_107a | 3.1527
Imports | 5540 | 5540-Biomass and renewable wastes | KTOE | NL | 2013 | nrg_107a | 23.4335
Primary production | 5547 | 5547-Biodiesels | KTOE | SE | 2011 | nrg_107a | 9.7511
Imports | 5547 | 5547-Biodiesels | KTOE | DE | 2009 | nrg_107a | 21.1726
Imports | 5547 | 5547-Biodiesels | KTOE | IT | 2010 | nrg_107a | 29.5546
Primary production | 2118 | 2118-Sub-bituminous Coal | KTOE | ES | 2009 | nrg_110a | 32.657
Imports | 2121 | 2121-Coke Oven Coke | KTOE | CZ | 2009 | nrg_110a | 15.2776
Imports | 2121 | 2121-Coke Oven Coke | KTOE | FR | 2010 | nrg_110a | 36.1949
Imports | 2121 | 2121-Coke Oven Coke | KTOE | HU | 2014 | nrg_110a | 1.256
Imports | 2121 | 2121-Coke Oven Coke | KTOE | MD | 2009 | nrg_110a | 0.058615
Imports | 3286 | 3286-Paraffin Waxes | KTOE | DE | 2009 | nrg_110a | 9.0979
Imports | 3286 | 3286-Paraffin Waxes | KTOE | IE | 2013 | nrg_110a | 0.28052
Imports | 3286 | 3286-Paraffin Waxes | KTOE | LT | 2009 | nrg_110a | 0.28052
Imports | 3286 | 3286-Paraffin Waxes | KTOE | NL | 2013 | nrg_110a | 4.8692
Primary production | 5547 | 5547-Biodiesels | KTOE | DE | 2014 | nrg_110a | 127.3876
Primary production | 5547 | 5547-Biodiesels | KTOE | UK | 2009 | nrg_110a | 7.3813
Imports | 5547 | 5547-Biodiesels | KTOE | FR | 2010 | nrg_110a | 10.4796
Imports | 5547 | 5547-Biodiesels | KTOE | HU | 2009 | nrg_110a | 0.87085
Imports | 5547 | 5547-Biodiesels | KTOE | IT | 2014 | nrg_110a | 26.9379
Imports | 5547 | 5547-Biodiesels | KTOE | LU | 2012 | nrg_110a | 1.9845
Imports | 5547 | 5547-Biodiesels | KTOE | MT | 2013 | nrg_110a | 0.096296
Transformation output from Coke Ovens | 2100 | 2100-Hard coal and derivatives | KTOE | UK | 2011 | nrg_101a | 121.5805
Imports | 2118 | 2118-Sub-bituminous Coal | KTOE | SI | 2013 | nrg_101a | 7.599
Imports | 2121 | 2121-Coke Oven Coke | KTOE | BE | 2013 | nrg_101a | 1.9678
Imports | 2121 | 2121-Coke Oven Coke | KTOE | FI | 2014 | nrg_101a | 11.342
Imports | 2121 | 2121-Coke Oven Coke | KTOE | SI | 2011 | nrg_101a | 0.88341
Imports | 2121 | 2121-Coke Oven Coke | KTOE | UA | 2011 | nrg_101a | 4.4757
Imports | 3286 | 3286-Paraffin Waxes | KTOE | UK | 2009 | nrg_102a | 1.3984
Primary production | 5540 | 5540-Biomass and renewable wastes | KTOE | LU | 2014 | nrg_107a | 3.8895
Primary production | 5540 | 5540-Biomass and renewable wastes | KTOE | NL | 2013 | nrg_107a | 158.5876
Imports | 5540 | 5540-Biomass and renewable wastes | KTOE | SI | 2011 | nrg_107a | 1.4989
Imports | 5540 | 5540-Biomass and renewable wastes | KTOE | XK | 2011 | nrg_107a | 0.066989
Imports | 5547 | 5547-Biodiesels | KTOE | BG | 2010 | nrg_107a | 0.18003
Imports | 5547 | 5547-Biodiesels | KTOE | DK | 2010 | nrg_107a | 0.01256
Imports | 2118 | 2118-Sub-bituminous Coal | KTOE | AT | 2009 | nrg_110a | 1.6035
Imports | 2121 | 2121-Coke Oven Coke | KTOE | AT | 2009 | nrg_110a | 23.1698
Imports | 2121 | 2121-Coke Oven Coke | KTOE | DK | 2013 | nrg_110a | 0.5401
Imports | 2121 | 2121-Coke Oven Coke | KTOE | SE | 2009 | nrg_110a | 4.1617
Transformation input in Coke Ovens | 2121 | 2121-Coke Oven Coke | KTOE | CZ | 2014 | nrg_110a | 2.4786
Transformation output from Coke Ovens | 2121 | 2121-Coke Oven Coke | KTOE | DE | 2009 | nrg_110a | 192.9738
Transformation output from Coke Ovens | 2121 | 2121-Coke Oven Coke | KTOE | UK | 2013 | nrg_110a | 108.3
Imports | 3286 | 3286-Paraffin Waxes | KTOE | FI | 2009 | nrg_110a | 0.1591
Primary production | 5547 | 5547-Biodiesels | KTOE | LT | 2012 | nrg_110a | 3.9482
Primary production | 5547 | 5547-Biodiesels | KTOE | MT | 2013 | nrg_110a | 0.041868
Imports | 5547 | 5547-Biodiesels | KTOE | BE | 2010 | nrg_110a | 2.487
Imports | 5547 | 5547-Biodiesels | KTOE | SE | 2013 | nrg_110a | 10.3749
Imports | 5547 | 5547-Biodiesels | KTOE | SK | 2010 | nrg_110a | 1.009
Primary production | 2100 | 2100-Hard coal and derivatives | KTOE | NO | 2014 | nrg_101a | 47.068
Imports | 3244 | 3244-Other kerosene | KTOE | DE | 2011 | nrg_102a | 0.77037
Imports | 3244 | 3244-Other kerosene | KTOE | FR | 2010 | nrg_102a | 11.6519
Imports | 3244 | 3244-Other kerosene | KTOE | HU | 2011 | nrg_102a | 0.083736
Imports | 3244 | 3244-Other kerosene | KTOE | IT | 2014 | nrg_102a | 23.0902
Imports | 3244 | 3244-Other kerosene | KTOE | NL | 2014 | nrg_102a | 8.1475
Primary production | 5534 | 5534-Solar photovoltaic | KTOE | BG | 2012 | nrg_107a | 2.9308
Primary production | 5534 | 5534-Solar photovoltaic | KTOE | DK | 2012 | nrg_107a | 0.37263
Primary production | 5534 | 5534-Solar photovoltaic | KTOE | EL | 2013 | nrg_107a | 13.134
Primary production | 5534 | 5534-Solar photovoltaic | KTOE | IE | 2014 | nrg_107a | 0.0041868
Primary production | 5534 | 5534-Solar photovoltaic | KTOE | IT | 2014 | nrg_107a | 80.3028
Primary production | 5534 | 5534-Solar photovoltaic | KTOE | UK | 2010 | nrg_107a | 0.14654
Primary production | 55431 | 55431-Municipal waste (renewable) | KTOE | BG | 2014 | nrg_107a | 0.27214
Primary production | 55431 | 55431-Municipal waste (renewable) | KTOE | CZ | 2009 | nrg_107a | 2.2316
Primary production | 55431 | 55431-Municipal waste (renewable) | KTOE | DK | 2014 | nrg_107a | 20.4735
Primary production | 55431 | 55431-Municipal waste (renewable) | KTOE | DE | 2010 | nrg_107a | 97.7032
Primary production | 55431 | 55431-Municipal waste (renewable) | KTOE | FI | 2010 | nrg_107a | 6.0876
Primary production | 55431 | 55431-Municipal waste (renewable) | KTOE | UK | 2012 | nrg_107a | 22.4831
Imports | 5545 | 5545-Liquid biofuels | KTOE | CZ | 2013 | nrg_107a | 5.066
Imports | 5545 | 5545-Liquid biofuels | KTOE | IE | 2010 | nrg_107a | 1.3816
Imports | 5545 | 5545-Liquid biofuels | KTOE | LV | 2011 | nrg_107a | 0.84573
Primary production | 5545 | 5545-Liquid biofuels | KTOE | ES | 2013 | nrg_107a | 36.735
Primary production | 5545 | 5545-Liquid biofuels | KTOE | HU | 2009 | nrg_107a | 6.4351
Primary production | 5545 | 5545-Liquid biofuels | KTOE | IS | 2013 | nrg_107a | 0.0041868
Primary production | 5545 | 5545-Liquid biofuels | KTOE | UK | 2013 | nrg_107a | 21.0973
Transformation input in Coke Ovens | 2130 | 2130-Coal Tar | KTOE | UA | 2011 | nrg_110a | 17.2664
Imports | 3244 | 3244-Other kerosene | KTOE | IE | 2011 | nrg_110a | 26.3392
Primary production | 5534 | 5534-Solar photovoltaic | KTOE | UK | 2013 | nrg_110a | 7.1636
Primary production | 55431 | 55431-Municipal waste (renewable) | KTOE | DE | 2014 | nrg_110a | 127.1531
Imports | 55431 | 55431-Municipal waste (renewable) | KTOE | HU | 2011 | nrg_110a | 0.27214
Transformation output from Coke Ovens | 2130 | 2130-Coal Tar | KTOE | AT | 2011 | nrg_101a | 1.8464
Primary production | 2200 | 2200-Lignite and Derivatives | KTOE | LV | 2012 | nrg_101a | 0.09211
Imports | 2200 | 2200-Lignite and Derivatives | KTOE | BE | 2013 | nrg_101a | 6.5607
Transformation input in BKB / PB Plants | 2200 | 2200-Lignite and Derivatives | KTOE | BG | 2012 | nrg_101a | 34.7253
Transformation input in BKB / PB Plants | 2200 | 2200-Lignite and Derivatives | KTOE | UA | 2012 | nrg_101a | 3.4499
Imports | 2200 | 2200-Lignite and Derivatives | KTOE | SE | 2013 | nrg_101a | 1.8631
Imports | 2200 | 2200-Lignite and Derivatives | KTOE | XK | 2012 | nrg_101a | 0.41449
Transformation output from BKB / PB Plants | 2200 | 2200-Lignite and Derivatives | KTOE | DE | 2009 | nrg_101a | 115.0407
Transformation output from BKB / PB Plants | 2200 | 2200-Lignite and Derivatives | KTOE | EE | 2011 | nrg_101a | 1.4989
Primary production | 5534 | 5534-Solar photovoltaic | KTOE | NL | 2009 | nrg_107a | 0.16329
Primary production | 5545 | 5545-Liquid biofuels | KTOE | LT | 2012 | nrg_107a | 4.505
Primary production | 5545 | 5545-Liquid biofuels | KTOE | NL | 2013 | nrg_107a | 62.0526
Imports | 5545 | 5545-Liquid biofuels | KTOE | AT | 2013 | nrg_107a | 19.8161
Transformation output from Coke Ovens | 2130 | 2130-Coal Tar | KTOE | CZ | 2011 | nrg_110a | 7.7288
Transformation output from Coke Ovens | 2130 | 2130-Coal Tar | KTOE | UA | 2009 | nrg_110a | 29.5965
Imports | 3244 | 3244-Other kerosene | KTOE | FI | 2012 | nrg_110a | 4.0528
Consumption in Coal Mines | 3244 | 3244-Other kerosene | KTOE | UA | 2009 | nrg_110a | 0.041868
Primary production | 5534 | 5534-Solar photovoltaic | KTOE | LU | 2012 | nrg_110a | 0.13816
Primary production | 5534 | 5534-Solar photovoltaic | KTOE | SI | 2014 | nrg_110a | 0.92528
Primary production | 5545 | 5545-Liquid biofuels | KTOE | SI | 2010 | nrg_107a | 0.69082
Primary production | 2200 | 2200-Lignite and Derivatives | KTOE | SK | 2012 | nrg_101a | 23.7559
Primary production | 55431 | 55431-Municipal waste (renewable) | KTOE | SK | 2011 | nrg_110a | 0.74525
Primary production | 5545 | 5545-Liquid biofuels | KTOE | TR | 2010 | nrg_107a | 0.29726
Primary production | 5534 | 5534-Solar photovoltaic | KTOE | UA | 2012 | nrg_107a | 1.2016
Imports | 2130 | 2130-Coal Tar | KTOE | PL | 2014 | nrg_101a | 0.11304
Transformation input in BKB / PB Plants | 2200 | 2200-Lignite and Derivatives | KTOE | EE | 2012 | nrg_101a | 0.84992
Primary production | 55431 | 55431-Municipal waste (renewable) | KTOE | PL | 2011 | nrg_107a | 1.3398
Imports | 5545 | 5545-Liquid biofuels | KTOE | AL | 2014 | nrg_107a | 1.0676
Imports | 2130 | 2130-Coal Tar | KTOE | AT | 2011 | nrg_110a | 0.30145
Imports | 3244 | 3244-Other kerosene | KTOE | PL | 2012 | nrg_110a | 0.041868
Imports | 3244 | 3244-Other kerosene | KTOE | AT | 2013 | nrg_110a | 0.17166
Primary production | 55431 | 55431-Municipal waste (renewable) | KTOE | NO | 2013 | nrg_110a | 8.4531
Consumption in Gas Works | 2130 | 2130-Coal Tar | KTOE | CZ | 2012 | nrg_101a | 1.9594
Imports | 2200 | 2200-Lignite and Derivatives | KTOE | RS | 2009 | nrg_101a | 4.8567
Imports | 3200 | 3200-All petroleum products | KTOE | CY | 2010 | nrg_102a | 121.8275
Imports | 3200 | 3200-All petroleum products | KTOE | PT | 2014 | nrg_102a | 116.6233
Consumption in Pipeline transport | 3200 | 3200-All petroleum products | KTOE | UA | 2010 | nrg_102a | 0.38519
Primary production | 5510 | 5510-Hydro power | KTOE | PL | 2012 | nrg_107a | 7.3353
Primary production | 5510 | 5510-Hydro power | KTOE | RO | 2013 | nrg_107a | 53.8464
Primary production | 5550 | 5550-Geothermal Energy | KTOE | PL | 2011 | nrg_107a | 0.53172
Primary production | 5550 | 5550-Geothermal Energy | KTOE | PT | 2010 | nrg_107a | 7.5614
Primary production | 5510 | 5510-Hydro power | KTOE | PT | 2014 | nrg_110a | 56.0487
Primary production | 5550 | 5550-Geothermal Energy | KTOE | PL | 2014 | nrg_110a | 0.84573
Imports | 3200 | 3200-All petroleum products | KTOE | ES | 2009 | nrg_102a | 1069.2166
Imports | 3200 | 3200-All petroleum products | KTOE | ME | 2013 | nrg_102a | 12.0203
Consumption in Coal Mines | 3200 | 3200-All petroleum products | KTOE | RO | 2013 | nrg_102a | 0.041868
Transformation output from Coke Ovens | 4210 | 4210-Coke Oven Gas | KTOE | ES | 2012 | nrg_103a | 12.9288
Transformation output from Coke Ovens | 4210 | 4210-Coke Oven Gas | KTOE | IT | 2010 | nrg_103a | 14.478
Transformation output from Coke Ovens | 4210 | 4210-Coke Oven Gas | KTOE | PL | 2013 | nrg_103a | 68.8436
Transformation output from Coke Ovens | 4210 | 4210-Coke Oven Gas | KTOE | SE | 2011 | nrg_103a | 8.4364
Transformation output from Coke Ovens | 4210 | 4210-Coke Oven Gas | KTOE | TR | 2012 | nrg_103a | 26.2429
Consumption in Coke Ovens | 4210 | 4210-Coke Oven Gas | KTOE | FR | 2014 | nrg_103a | 3.4415
Primary production | 5510 | 5510-Hydro power | KTOE | HU | 2009 | nrg_107a | 0.82061
Primary production | 5510 | 5510-Hydro power | KTOE | ME | 2014 | nrg_107a | 6.3053
Primary production | 5550 | 5550-Geothermal Energy | KTOE | AT | 2013 | nrg_107a | 1.5282
Primary production | 5550 | 5550-Geothermal Energy | KTOE | HR | 2011 | nrg_107a | 0.28889
Primary production | 5550 | 5550-Geothermal Energy | KTOE | FR | 2010 | nrg_107a | 7.3102
Transformation output from BKB / PB Plants | 2330 | 2330-Peat products | KTOE | LT | 2014 | nrg_110a | 0.12142
Transformation output from BKB / PB Plants | 2330 | 2330-Peat products | KTOE | UA | 2010 | nrg_110a | 4.8986
Consumption in Coke Ovens | 4210 | 4210-Coke Oven Gas | KTOE | HU | 2014 | nrg_110a | 2.8638
Transformation output from Coke Ovens | 4210 | 4210-Coke Oven Gas | KTOE | FI | 2010 | nrg_110a | 6.992
Transformation output from Coke Ovens | 4210 | 4210-Coke Oven Gas | KTOE | ES | 2014 | nrg_110a | 11.4216
Transformation output from Coke Ovens | 4210 | 4210-Coke Oven Gas | KTOE | IT | 2012 | nrg_110a | 27.3189
Transformation output from Coke Ovens | 4210 | 4210-Coke Oven Gas | KTOE | SE | 2013 | nrg_110a | 7.1971
Transformation output from Coke Ovens | 4210 | 4210-Coke Oven Gas | KTOE | TR | 2014 | nrg_110a | 30.4045
Primary production | 5510 | 5510-Hydro power | KTOE | AT | 2009 | nrg_110a | 147.2246
Primary production | 5510 | 5510-Hydro power | KTOE | MD | 2014 | nrg_110a | 0.21353
Primary production | 5510 | 5510-Hydro power | KTOE | ME | 2012 | nrg_110a | 5.3172
Primary production | 5550 | 5550-Geothermal Energy | KTOE | BE | 2013 | nrg_110a | 0.13816
Primary production | 5550 | 5550-Geothermal Energy | KTOE | HU | 2011 | nrg_110a | 4.371
Imports | 3200 | 3200-All petroleum products | KTOE | IE | 2013 | nrg_102a | 217.3368
Imports | 3200 | 3200-All petroleum products | KTOE | HU | 2009 | nrg_102a | 92.4739
Imports | 3200 | 3200-All petroleum products | KTOE | IS | 2009 | nrg_102a | 45.9753
Imports | 3200 | 3200-All petroleum products | KTOE | IT | 2012 | nrg_102a | 407.2877
Imports | 3200 | 3200-All petroleum products | KTOE | NL | 2011 | nrg_102a | 3569.2344
Imports | 3200 | 3200-All petroleum products | KTOE | MD | 2010 | nrg_102a | 31.4052
Imports | 3200 | 3200-All petroleum products | KTOE | UA | 2011 | nrg_102a | 323.3675
Consumption in Oil and gas extraction | 3200 | 3200-All petroleum products | KTOE | UA | 2012 | nrg_102a | 1.8673
Consumption in Oil and gas extraction | 3200 | 3200-All petroleum products | KTOE | UK | 2014 | nrg_102a | 27.7292
Transformation input in Coke Ovens | 3200 | 3200-All petroleum products | KTOE | FR | 2009 | nrg_102a | 2.4953
Consumption in Coke Ovens | 4210 | 4210-Coke Oven Gas | KTOE | IT | 2011 | nrg_103a | 0.28052
Primary production | 5510 | 5510-Hydro power | KTOE | ES | 2009 | nrg_107a | 95.078
Primary production | 5510 | 5510-Hydro power | KTOE | IE | 2013 | nrg_107a | 2.1562
Primary production | 5510 | 5510-Hydro power | KTOE | UK | 2009 | nrg_107a | 18.828
Primary production | 5550 | 5550-Geothermal Energy | KTOE | BE | 2014 | nrg_107a | 0.12979
Primary production | 5550 | 5550-Geothermal Energy | KTOE | BG | 2009 | nrg_107a | 1.3691
Primary production | 5550 | 5550-Geothermal Energy | KTOE | RO | 2012 | nrg_107a | 0.97552
Consumption in Coke Ovens | 4210 | 4210-Coke Oven Gas | KTOE | BE | 2013 | nrg_110a | 5.2126
Consumption in Coke Ovens | 4210 | 4210-Coke Oven Gas | KTOE | CZ | 2013 | nrg_110a | 7.9759
Primary production | 5510 | 5510-Hydro power | KTOE | BE | 2010 | nrg_110a | 1.1221
Primary production | 5510 | 5510-Hydro power | KTOE | DK | 2010 | nrg_110a | 0.075362
Primary production | 5510 | 5510-Hydro power | KTOE | IS | 2014 | nrg_110a | 46.3437
Primary production | 5510 | 5510-Hydro power | KTOE | RO | 2014 | nrg_110a | 67.7006
Primary production | 5510 | 5510-Hydro power | KTOE | XK | 2009 | nrg_110a | 0.43124
Primary production | 5550 | 5550-Geothermal Energy | KTOE | DE | 2010 | nrg_110a | 3.609
Primary production | 5550 | 5550-Geothermal Energy | KTOE | DK | 2009 | nrg_110a | 0.24283
Primary production | 3000 | 3000-Total petroleum products | KTOE | HU | 2014 | nrg_102a | 32.9041
Primary production | 3000 | 3000-Total petroleum products | KTOE | RO | 2011 | nrg_102a | 187.1709
Primary production | 3000 | 3000-Total petroleum products | KTOE | RS | 2014 | nrg_102a | 48.6925
Primary production | 2000 | 2000-Solid fuels | KTOE | SK | 2009 | nrg_110a | 27.3524
Primary production | 3000 | 3000-Total petroleum products | KTOE | SK | 2014 | nrg_110a | 0.49404
Primary production | 3000 | 3000-Total petroleum products | KTOE | TR | 2012 | nrg_100a | 102.0909
Primary production | 2000 | 2000-Solid fuels | KTOE | TR | 2012 | nrg_110a | 652.6844
Primary production | 3000 | 3000-Total petroleum products | KTOE | TR | 2009 | nrg_110a | 102.3254
Transformation input in BKB / PB Plants | 2000 | 2000-Solid fuels | KTOE | RS | 2012 | nrg_101a | 17.773
Imports | 3000 | 3000-Total petroleum products | KTOE | AL | 2009 | nrg_102a | 45.5147
Primary production | 2000 | 2000-Solid fuels | KTOE | NO | 2011 | nrg_110a | 38.9456
Transformation input in BKB / PB Plants | 2000 | 2000-Solid fuels | KTOE | EE | 2014 | nrg_110a | 1.0174
Imports | 2000 | 2000-Solid fuels | KTOE | AT | 2010 | nrg_100a | 141.0575
Imports | 2000 | 2000-Solid fuels | KTOE | NO | 2014 | nrg_100a | 34.3527
Imports | 2000 | 2000-Solid fuels | KTOE | PL | 2012 | nrg_100a | 256.4499
Transformation input in Coke Ovens | 2000 | 2000-Solid fuels | KTOE | EE | 2014 | nrg_100a | 1.1346
Imports | 3000 | 3000-Total petroleum products | KTOE | NO | 2013 | nrg_100a | 280.524
Imports | 2000 | 2000-Solid fuels | KTOE | CZ | 2014 | nrg_101a | 119.8011
Imports | 2000 | 2000-Solid fuels | KTOE | RS | 2013 | nrg_101a | 12.9707
Imports | 2000 | 2000-Solid fuels | KTOE | SE | 2012 | nrg_101a | 72.4609
Imports | 3000 | 3000-Total petroleum products | KTOE | RS | 2010 | nrg_102a | 137.3605
Consumption in Coal Mines | 2000 | 2000-Solid fuels | KTOE | HU | 2013 | nrg_110a | 0.079549
Primary production | 2000 | 2000-Solid fuels | KTOE | PL | 2010 | nrg_110a | 2305.9596
Imports | 2000 | 2000-Solid fuels | KTOE | BG | 2011 | nrg_110a | 85.5196
Imports | 2000 | 2000-Solid fuels | KTOE | RO | 2013 | nrg_110a | 45.6361
Imports | 3000 | 3000-Total petroleum products | KTOE | CY | 2011 | nrg_110a | 110.5315
Consumption in Pipeline transport | 3000 | 3000-Total petroleum products | KTOE | UA | 2011 | nrg_110a | 0.29726
Primary production | 3000 | 3000-Total petroleum products | KTOE | HR | 2010 | nrg_100a | 31.7694
Primary production | 3000 | 3000-Total petroleum products | KTOE | FR | 2009 | nrg_100a | 52.8667
Primary production | 3000 | 3000-Total petroleum products | KTOE | PL | 2010 | nrg_100a | 30.4548
Primary production | 2000 | 2000-Solid fuels | KTOE | PL | 2009 | nrg_100a | 2348.6064
Primary production | 2000 | 2000-Solid fuels | KTOE | RO | 2010 | nrg_100a | 247.1677
Imports | 2000 | 2000-Solid fuels | KTOE | CY | 2012 | nrg_100a | 0.0041868
Imports | 2000 | 2000-Solid fuels | KTOE | RS | 2011 | nrg_100a | 33.4735
Transformation input in Coke Ovens | 2000 | 2000-Solid fuels | KTOE | DE | 2014 | nrg_100a | 331.9128
Consumption in Pipeline transport | 3000 | 3000-Total petroleum products | KTOE | UA | 2013 | nrg_100a | 0.21353
Transformation output from Coke Ovens | 2000 | 2000-Solid fuels | KTOE | ES | 2009 | nrg_101a | 57.1624
Transformation input in Coke Ovens | 2000 | 2000-Solid fuels | KTOE | AT | 2013 | nrg_101a | 52.3099
Primary production | 2000 | 2000-Solid fuels | KTOE | ME | 2009 | nrg_101a | 8.8132
Primary production | 2000 | 2000-Solid fuels | KTOE | XK | 2013 | nrg_101a | 64.125
Primary production | 2000 | 2000-Solid fuels | KTOE | UA | 2009 | nrg_101a | 1361.7065
Imports | 2000 | 2000-Solid fuels | KTOE | MK | 2014 | nrg_101a | 4.8399
Imports | 2000 | 2000-Solid fuels | KTOE | ME | 2012 | nrg_101a | 0.0083736
Primary production | 3000 | 3000-Total petroleum products | KTOE | AT | 2014 | nrg_102a | 38.2715
Primary production | 3000 | 3000-Total petroleum products | KTOE | UA | 2012 | nrg_102a | 143.3393
Imports | 3000 | 3000-Total petroleum products | KTOE | MK | 2009 | nrg_102a | 55.4835
Imports | 3000 | 3000-Total petroleum products | KTOE | MT | 2014 | nrg_102a | 93.956
Consumption in Oil and gas extraction | 3000 | 3000-Total petroleum products | KTOE | HU | 2011 | nrg_102a | 0.51498
Consumption in Coal Mines | 3000 | 3000-Total petroleum products | KTOE | EE | 2014 | nrg_102a | 0.75362
Consumption in Pipeline transport | 3000 | 3000-Total petroleum products | KTOE | PL | 2010 | nrg_102a | 0.041868
Primary production | 2000 | 2000-Solid fuels | KTOE | LV | 2012 | nrg_110a | 0.09211
Primary production | 2000 | 2000-Solid fuels | KTOE | ME | 2011 | nrg_110a | 18.1707
Primary production | 2000 | 2000-Solid fuels | KTOE | UA | 2010 | nrg_110a | 1349.9583
Transformation input in BKB / PB Plants | 2000 | 2000-Solid fuels | KTOE | DE | 2013 | nrg_110a | 145.4787
Transformation input in BKB / PB Plants | 2000 | 2000-Solid fuels | KTOE | IE | 2013 | nrg_110a | 4.9739
Transformation input in Coke Ovens | 2000 | 2000-Solid fuels | KTOE | BE | 2011 | nrg_110a | 75.4671
Transformation input in Coke Ovens | 2000 | 2000-Solid fuels | KTOE | HU | 2013 | nrg_110a | 37.9994
Transformation output from Patent Fuel Plants | 2000 | 2000-Solid fuels | KTOE | PL | 2014 | nrg_110a | 0.087923
Transformation output from Patent Fuel Plants | 2000 | 2000-Solid fuels | KTOE | UK | 2009 | nrg_110a | 8.876
Transformation output from Coke Ovens | 2000 | 2000-Solid fuels | KTOE | FR | 2011 | nrg_110a | 87.5083
Consumption in BKB / PB Plants | 2000 | 2000-Solid fuels | KTOE | IE | 2012 | nrg_110a | 0.57359
Imports | 3000 | 3000-Total petroleum products | KTOE | EE | 2012 | nrg_110a | 94.45
Imports | 3000 | 3000-Total petroleum products | KTOE | ES | 2014 | nrg_110a | 3307.3124
Imports | 2200 | 2200-Lignite and Derivatives | KTOE | RO | 2009 | nrg_101a | 1.8296
Primary production | 5534 | 5534-Solar photovoltaic | KTOE | FR | 2010 | nrg_107a | 2.2316
Primary production | 55431 | 55431-Municipal waste (renewable) | KTOE | PT | 2009 | nrg_107a | 4.1449
Primary production | 5545 | 5545-Liquid biofuels | KTOE | FR | 2009 | nrg_107a | 96.8365
Primary production | 5545 | 5545-Liquid biofuels | KTOE | HR | 2012 | nrg_107a | 1.4528
Imports | 3244 | 3244-Other kerosene | KTOE | SE | 2009 | nrg_110a | 0.087923
Primary production | 5534 | 5534-Solar photovoltaic | KTOE | FR | 2013 | nrg_110a | 17.0445
Primary production | 55431 | 55431-Municipal waste (renewable) | KTOE | FR | 2011 | nrg_110a | 47.4783
Primary production | 55431 | 55431-Municipal waste (renewable) | KTOE | PL | 2012 | nrg_110a | 1.3607
Imports | 2130 | 2130-Coal Tar | KTOE | NL | 2009 | nrg_101a | 1.6957
Transformation output from Coke Ovens | 2130 | 2130-Coal Tar | KTOE | ES | 2011 | nrg_101a | 2.9391
Primary production | 2200 | 2200-Lignite and Derivatives | KTOE | AT | 2012 | nrg_101a | 0.0083736
Primary production | 2200 | 2200-Lignite and Derivatives | KTOE | ME | 2011 | nrg_101a | 18.1707
Transformation input in BKB / PB Plants | 2200 | 2200-Lignite and Derivatives | KTOE | DE | 2011 | nrg_101a | 142.1921
Transformation input in BKB / PB Plants | 2200 | 2200-Lignite and Derivatives | KTOE | IE | 2011 | nrg_101a | 4.0151
Primary production | 5534 | 5534-Solar photovoltaic | KTOE | AT | 2014 | nrg_107a | 2.8261
Primary production | 55431 | 55431-Municipal waste (renewable) | KTOE | BE | 2010 | nrg_107a | 13.7913
Primary production | 55431 | 55431-Municipal waste (renewable) | KTOE | HU | 2010 | nrg_107a | 2.2274
Imports | 5545 | 5545-Liquid biofuels | KTOE | MT | 2013 | nrg_107a | 0.096296
Transformation output from Coke Ovens | 2130 | 2130-Coal Tar | KTOE | HU | 2009 | nrg_110a | 1.6957
Transformation output from Coke Ovens | 2130 | 2130-Coal Tar | KTOE | FR | 2013 | nrg_110a | 3.9942
Imports | 3244 | 3244-Other kerosene | KTOE | RO | 2010 | nrg_110a | 0.041868
Imports | 3244 | 3244-Other kerosene | KTOE | PT | 2012 | nrg_110a | 0.041868
Primary production | 5535 | 5535-Tide, Wave and Ocean | KTOE | UK | 2013 | nrg_110a | 0.020934
Transformation output from Coke Ovens | 2130 | 2130-Coal Tar | KTOE | PL | 2012 | nrg_101a | 14.1765
Primary production | 2200 | 2200-Lignite and Derivatives | KTOE | RS | 2009 | nrg_101a | 306.7752
Transformation input in BKB / PB Plants | 2200 | 2200-Lignite and Derivatives | KTOE | FI | 2010 | nrg_101a | 0.39356
Imports | 2200 | 2200-Lignite and Derivatives | KTOE | IE | 2013 | nrg_101a | 0.9211
Transformation input in Gas Works | 2200 | 2200-Lignite and Derivatives | KTOE | CZ | 2011 | nrg_101a | 20.105
Consumption in Coal Mines | 2200 | 2200-Lignite and Derivatives | KTOE | PL | 2013 | nrg_101a | 0.2219
Transformation output from BKB / PB Plants | 2200 | 2200-Lignite and Derivatives | KTOE | RS | 2011 | nrg_101a | 11.3588
Imports | 3244 | 3244-Other kerosene | KTOE | HR | 2010 | nrg_102a | 0.041868
Imports | 3244 | 3244-Other kerosene | KTOE | IT | 2009 | nrg_102a | 6.3639
Imports | 3244 | 3244-Other kerosene | KTOE | NL | 2009 | nrg_102a | 23.0148
Primary production | 5534 | 5534-Solar photovoltaic | KTOE | IT | 2009 | nrg_107a | 2.4367
Primary production | 5534 | 5534-Solar photovoltaic | KTOE | SI | 2014 | nrg_107a | 0.92528
Primary production | 55431 | 55431-Municipal waste (renewable) | KTOE | BG | 2009 | nrg_107a | 0.24283
Primary production | 55431 | 55431-Municipal waste (renewable) | KTOE | DK | 2009 | nrg_107a | 21.6374
Primary production | 55431 | 55431-Municipal waste (renewable) | KTOE | IE | 2011 | nrg_107a | 0.4438
Primary production | 55431 | 55431-Municipal waste (renewable) | KTOE | IT | 2011 | nrg_107a | 35.2947
Primary production | 55431 | 55431-Municipal waste (renewable) | KTOE | SE | 2010 | nrg_107a | 31.0996
Imports | 55431 | 55431-Municipal waste (renewable) | KTOE | HU | 2014 | nrg_107a | 0.40193
Imports | 5545 | 5545-Liquid biofuels | KTOE | DE | 2014 | nrg_107a | 46.2893
Imports | 5545 | 5545-Liquid biofuels | KTOE | IT | 2013 | nrg_107a | 63.7231
Imports | 5545 | 5545-Liquid biofuels | KTOE | LT | 2013 | nrg_107a | 1.6077
Imports | 5545 | 5545-Liquid biofuels | KTOE | NL | 2014 | nrg_107a | 4.9949
Primary production | 5545 | 5545-Liquid biofuels | KTOE | EL | 2014 | nrg_107a | 5.9285
Imports | 2130 | 2130-Coal Tar | KTOE | UA | 2009 | nrg_110a | 0.6029
Transformation output from Coke Ovens | 2130 | 2130-Coal Tar | KTOE | SK | 2010 | nrg_110a | 2.1478
Imports | 3244 | 3244-Other kerosene | KTOE | UA | 2012 | nrg_110a | 4.4213
Imports | 3244 | 3244-Other kerosene | KTOE | CZ | 2010 | nrg_110a | 0.12979
Imports | 3244 | 3244-Other kerosene | KTOE | DE | 2010 | nrg_110a | 0.90016
Imports | 3244 | 3244-Other kerosene | KTOE | HR | 2012 | nrg_110a | 0.041868
Primary production | 5534 | 5534-Solar photovoltaic | KTOE | CY | 2012 | nrg_110a | 0.079549
Primary production | 5534 | 5534-Solar photovoltaic | KTOE | CZ | 2011 | nrg_110a | 7.8544
Primary production | 5534 | 5534-Solar photovoltaic | KTOE | EL | 2010 | nrg_110a | 0.5694
Primary production | 5534 | 5534-Solar photovoltaic | KTOE | FI | 2011 | nrg_110a | 0.020934
Primary production | 5534 | 5534-Solar photovoltaic | KTOE | RO | 2011 | nrg_110a | 0.0041868
Primary production | 55431 | 55431-Municipal waste (renewable) | KTOE | CZ | 2013 | nrg_110a | 3.4709
Primary production | 55431 | 55431-Municipal waste (renewable) | KTOE | DE | 2009 | nrg_110a | 88.241
Primary production | 55431 | 55431-Municipal waste (renewable) | KTOE | ES | 2012 | nrg_110a | 7.3562
Primary production | 55431 | 55431-Municipal waste (renewable) | KTOE | FI | 2014 | nrg_110a | 10.3246
Primary production | 5550 | 5550-Geothermal Energy | KTOE | ES | 2011 | nrg_110a | 0.70338
Primary production | 5550 | 5550-Geothermal Energy | KTOE | IS | 2014 | nrg_110a | 172.291
Primary production | 5550 | 5550-Geothermal Energy | KTOE | UK | 2009 | nrg_110a | 0.033494
Imports | 2330 | 2330-Peat products | KTOE | UA | 2014 | nrg_101a | 0.020934
Transformation output from BKB / PB Plants | 2330 | 2330-Peat products | KTOE | FI | 2011 | nrg_101a | 0.9211
Imports | 3200 | 3200-All petroleum products | KTOE | FI | 2014 | nrg_102a | 241.817
Imports | 3200 | 3200-All petroleum products | KTOE | UK | 2009 | nrg_102a | 955.3691
Transformation output from Coke Ovens | 4210 | 4210-Coke Oven Gas | KTOE | UK | 2011 | nrg_103a | 28.6586
Consumption in Coke Ovens | 4210 | 4210-Coke Oven Gas | KTOE | FI | 2011 | nrg_103a | 2.3739
Primary production | 5510 | 5510-Hydro power | KTOE | LT | 2013 | nrg_107a | 1.8757
Primary production | 5510 | 5510-Hydro power | KTOE | LU | 2014 | nrg_107a | 0.38937
Primary production | 5510 | 5510-Hydro power | KTOE | NO | 2010 | nrg_107a | 420.3003
Consumption in BKB / PB Plants | 2330 | 2330-Peat products | KTOE | EE | 2010 | nrg_110a | 0.020934
Transformation output from BKB / PB Plants | 2330 | 2330-Peat products | KTOE | IE | 2013 | nrg_110a | 4.7981
Transformation output from Coke Ovens | 4210 | 4210-Coke Oven Gas | KTOE | DE | 2009 | nrg_110a | 52.134
Transformation output from Coke Ovens | 4210 | 4210-Coke Oven Gas | KTOE | UK | 2013 | nrg_110a | 27.4738
Primary production | 5510 | 5510-Hydro power | KTOE | IT | 2009 | nrg_110a | 176.8965
Primary production | 5510 | 5510-Hydro power | KTOE | LU | 2010 | nrg_110a | 0.38937
Primary production | 5550 | 5550-Geothermal Energy | KTOE | SK | 2009 | nrg_107a | 0.35588
Primary production | 5550 | 5550-Geothermal Energy | KTOE | TR | 2010 | nrg_107a | 82.3167
Imports | 3200 | 3200-All petroleum products | KTOE | CY | 2009 | nrg_102a | 120.5422
Consumption in Pipeline transport | 3200 | 3200-All petroleum products | KTOE | UA | 2009 | nrg_102a | 0.33913
Primary production | 5510 | 5510-Hydro power | KTOE | ME | 2013 | nrg_107a | 9.0142
Primary production | 5510 | 5510-Hydro power | KTOE | PL | 2011 | nrg_107a | 8.3903
Primary production | 5510 | 5510-Hydro power | KTOE | RO | 2012 | nrg_107a | 43.438
Primary production | 5550 | 5550-Geothermal Energy | KTOE | PL | 2010 | nrg_107a | 0.56103
Primary production | 5550 | 5550-Geothermal Energy | KTOE | PT | 2009 | nrg_107a | 7.0589
Primary production | 5510 | 5510-Hydro power | KTOE | MD | 2013 | nrg_110a | 1.1179
Primary production | 5510 | 5510-Hydro power | KTOE | ME | 2011 | nrg_110a | 4.3333
Primary production | 5510 | 5510-Hydro power | KTOE | PT | 2013 | nrg_110a | 49.4294
Primary production | 5550 | 5550-Geothermal Energy | KTOE | PL | 2013 | nrg_110a | 0.77874
Primary production | 5550 | 5550-Geothermal Energy | KTOE | RO | 2014 | nrg_110a | 1.1849
Imports | 3200 | 3200-All petroleum products | KTOE | ME | 2012 | nrg_102a | 12.2966
Imports | 3200 | 3200-All petroleum products | KTOE | RO | 2014 | nrg_102a | 82.2204
Imports | 3200 | 3200-All petroleum products | KTOE | PT | 2013 | nrg_102a | 95.0613
Consumption in Coal Mines | 3200 | 3200-All petroleum products | KTOE | RO | 2012 | nrg_102a | 0.25539
Transformation output from Coke Ovens | 4210 | 4210-Coke Oven Gas | KTOE | ES | 2011 | nrg_103a | 15.5958
Transformation output from Coke Ovens | 4210 | 4210-Coke Oven Gas | KTOE | IT | 2009 | nrg_103a | 11.6058
Transformation output from Coke Ovens | 4210 | 4210-Coke Oven Gas | KTOE | RO | 2010 | nrg_103a | 0.01256
Transformation output from Coke Ovens | 4210 | 4210-Coke Oven Gas | KTOE | PL | 2012 | nrg_103a | 65.3225
Transformation output from Coke Ovens | 4210 | 4210-Coke Oven Gas | KTOE | SE | 2010 | nrg_103a | 7.666
Transformation output from Coke Ovens | 4210 | 4210-Coke Oven Gas | KTOE | TR | 2011 | nrg_103a | 23.9778
Consumption in Coke Ovens | 4210 | 4210-Coke Oven Gas | KTOE | FR | 2013 | nrg_103a | 3.4541
Primary production | 5550 | 5550-Geothermal Energy | KTOE | AT | 2012 | nrg_107a | 1.524
Primary production | 5550 | 5550-Geothermal Energy | KTOE | FR | 2009 | nrg_107a | 6.6151
Primary production | 5550 | 5550-Geothermal Energy | KTOE | HR | 2010 | nrg_107a | 0.2847
Transformation output from BKB / PB Plants | 2330 | 2330-Peat products | KTOE | LT | 2013 | nrg_110a | 0.13816
Transformation output from BKB / PB Plants | 2330 | 2330-Peat products | KTOE | UA | 2009 | nrg_110a | 3.9816
Consumption in Coke Ovens | 4210 | 4210-Coke Oven Gas | KTOE | HU | 2013 | nrg_110a | 2.8387
Transformation output from Coke Ovens | 4210 | 4210-Coke Oven Gas | KTOE | ES | 2013 | nrg_110a | 12.238
Transformation output from Coke Ovens | 4210 | 4210-Coke Oven Gas | KTOE | FI | 2009 | nrg_110a | 6.3556
Transformation output from Coke Ovens | 4210 | 4210-Coke Oven Gas | KTOE | IT | 2011 | nrg_110a | 17.2789
Transformation output from Coke Ovens | 4210 | 4210-Coke Oven Gas | KTOE | PL | 2014 | nrg_110a | 69.7521
Transformation output from Coke Ovens | 4210 | 4210-Coke Oven Gas | KTOE | SE | 2012 | nrg_110a | 7.6158
Transformation output from Coke Ovens | 4210 | 4210-Coke Oven Gas | KTOE | TR | 2013 | nrg_110a | 28.533
Primary production | 5550 | 5550-Geothermal Energy | KTOE | BE | 2012 | nrg_110a | 0.12142
Primary production | 5550 | 5550-Geothermal Energy | KTOE | HU | 2010 | nrg_110a | 4.1282
Imports | 3200 | 3200-All petroleum products | KTOE | IE | 2012 | nrg_102a | 224.3371
Imports | 3200 | 3200-All petroleum products | KTOE | IT | 2011 | nrg_102a | 464.9106
Imports | 3200 | 3200-All petroleum products | KTOE | NL | 2010 | nrg_102a | 3568.7948
Imports | 3200 | 3200-All petroleum products | KTOE | MD | 2009 | nrg_102a | 30.8232
Primary production | 55431 | 55431-Municipal waste (renewable) | KTOE | IE | 2011 | nrg_110a | 0.4438
Primary production | 55431 | 55431-Municipal waste (renewable) | KTOE | SE | 2012 | nrg_110a | 32.2174
Transformation output from Coke Ovens | 2130 | 2130-Coal Tar | KTOE | UK | 2010 | nrg_101a | 6.2216
Transformation output from Coke Ovens | 2130 | 2130-Coal Tar | KTOE | UA | 2014 | nrg_101a | 29.6342
Transformation input in BKB / PB Plants | 2200 | 2200-Lignite and Derivatives | KTOE | LT | 2011 | nrg_101a | 0.11723
Imports | 2200 | 2200-Lignite and Derivatives | KTOE | FI | 2013 | nrg_101a | 0.37681
Imports | 2200 | 2200-Lignite and Derivatives | KTOE | UA | 2010 | nrg_101a | 0.17585
Transformation output from BKB / PB Plants | 2200 | 2200-Lignite and Derivatives | KTOE | FI | 2014 | nrg_101a | 0.18003
Imports | 3244 | 3244-Other kerosene | KTOE | BE | 2012 | nrg_102a | 4.2998
Imports | 3244 | 3244-Other kerosene | KTOE | SE | 2014 | nrg_102a | 0.041868
Primary production | 5534 | 5534-Solar photovoltaic | KTOE | LT | 2012 | nrg_107a | 0.0083736
Primary production | 55431 | 55431-Municipal waste (renewable) | KTOE | NL | 2012 | nrg_107a | 35.7595
Imports | 5545 | 5545-Liquid biofuels | KTOE | SI | 2012 | nrg_107a | 2.152
Primary production | 5545 | 5545-Liquid biofuels | KTOE | IT | 2012 | nrg_107a | 15.5247
Primary production | 5545 | 5545-Liquid biofuels | KTOE | MT | 2011 | nrg_107a | 0.029308
Transformation output from Coke Ovens | 2130 | 2130-Coal Tar | KTOE | AT | 2014 | nrg_110a | 1.658
Transformation output from Coke Ovens | 2130 | 2130-Coal Tar | KTOE | BE | 2010 | nrg_110a | 2.6377
Consumption in Coke Ovens | 2130 | 2130-Coal Tar | KTOE | ES | 2014 | nrg_110a | 0.45217
Primary production | 55431 | 55431-Municipal waste (renewable) | KTOE | NL | 2010 | nrg_110a | 34.2062
Primary production | 5534 | 5534-Solar photovoltaic | KTOE | SI | 2011 | nrg_110a | 0.23446
Primary production | 5534 | 5534-Solar photovoltaic | KTOE | SK | 2013 | nrg_107a | 2.1185
Primary production | 2200 | 2200-Lignite and Derivatives | KTOE | SK | 2009 | nrg_101a | 27.3524
Primary production | 5545 | 5545-Liquid biofuels | KTOE | SK | 2012 | nrg_107a | 6.3304
Primary production | 2200 | 2200-Lignite and Derivatives | KTOE | TR | 2012 | nrg_101a | 574.7011
Imports | 2130 | 2130-Coal Tar | KTOE | PL | 2011 | nrg_101a | 0.037681
Transformation input in BKB / PB Plants | 2200 | 2200-Lignite and Derivatives | KTOE | EE | 2009 | nrg_101a | 0.76618
Imports | 2200 | 2200-Lignite and Derivatives | KTOE | PL | 2012 | nrg_101a | 1.4486
Imports | 3244 | 3244-Other kerosene | KTOE | AT | 2010 | nrg_110a | 0.041868
Primary production | 55431 | 55431-Municipal waste (renewable) | KTOE | NO | 2010 | nrg_110a | 5.9704
Consumption in Gas Works | 2130 | 2130-Coal Tar | KTOE | CZ | 2009 | nrg_101a | 1.9971
Imports | 3244 | 3244-Other kerosene | KTOE | RO | 2012 | nrg_102a | 0.041868
Primary production | 55431 | 55431-Municipal waste (renewable) | KTOE | RO | 2013 | nrg_107a | 0.0083736
Imports | 2130 | 2130-Coal Tar | KTOE | CZ | 2012 | nrg_110a | 9.4245
Imports | 3244 | 3244-Other kerosene | KTOE | PT | 2009 | nrg_110a | 0.041868
Primary production | 55431 | 55431-Municipal waste (renewable) | KTOE | PL | 2009 | nrg_110a | 0.029308
Transformation output from Coke Ovens | 2130 | 2130-Coal Tar | KTOE | PL | 2009 | nrg_101a | 11.8361
Transformation output from Coke Ovens | 2130 | 2130-Coal Tar | KTOE | NL | 2013 | nrg_101a | 3.2406
Primary production | 2200 | 2200-Lignite and Derivatives | KTOE | AT | 2009 | nrg_101a | 0.0083736
Imports | 2200 | 2200-Lignite and Derivatives | KTOE | MK | 2014 | nrg_101a | 0.66151
Consumption in Coal Mines | 2200 | 2200-Lignite and Derivatives | KTOE | RO | 2012 | nrg_101a | 0.050242
Primary production | 5534 | 5534-Solar photovoltaic | KTOE | AT | 2011 | nrg_107a | 0.62802
Primary production | 5534 | 5534-Solar photovoltaic | KTOE | HR | 2013 | nrg_107a | 0.041868
Primary production | 55431 | 55431-Municipal waste (renewable) | KTOE | AT | 2013 | nrg_107a | 6.3681
Imports | 5545 | 5545-Liquid biofuels | KTOE | EE | 2014 | nrg_107a | 0.24283
Primary production | 5545 | 5545-Liquid biofuels | KTOE | HR | 2009 | nrg_107a | 0.23446
Transformation output from Coke Ovens | 2130 | 2130-Coal Tar | KTOE | FR | 2010 | nrg_110a | 2.5623
Transformation output from Coke Ovens | 2130 | 2130-Coal Tar | KTOE | FI | 2014 | nrg_110a | 1.3942
Primary production | 5534 | 5534-Solar photovoltaic | KTOE | HR | 2014 | nrg_110a | 0.1256
Primary production | 5534 | 5534-Solar photovoltaic | KTOE | FR | 2010 | nrg_110a | 2.2316
Transformation input in Coke Ovens | 2130 | 2130-Coal Tar | KTOE | UA | 2012 | nrg_101a | 29.5965
Imports | 2200 | 2200-Lignite and Derivatives | KTOE | CZ | 2013 | nrg_101a | 6.7994
Imports | 2200 | 2200-Lignite and Derivatives | KTOE | IE | 2010 | nrg_101a | 0.43961
Imports | 2200 | 2200-Lignite and Derivatives | KTOE | LT | 2014 | nrg_101a | 1.1556
Consumption in Coal Mines | 2200 | 2200-Lignite and Derivatives | KTOE | PL | 2010 | nrg_101a | 0.28889
Consumption in Coal Mines | 2200 | 2200-Lignite and Derivatives | KTOE | SK | 2013 | nrg_101a | 0.01256
Consumption in BKB / PB Plants | 2200 | 2200-Lignite and Derivatives | KTOE | DE | 2013 | nrg_101a | 10.1027
Consumption in Oil and gas extraction | 3244 | 3244-Other kerosene | KTOE | RO | 2013 | nrg_102a | 0.087923
Primary production | 5534 | 5534-Solar photovoltaic | KTOE | SI | 2011 | nrg_107a | 0.23446
Imports | 55431 | 55431-Municipal waste (renewable) | KTOE | HU | 2011 | nrg_107a | 0.27214
Imports | 55431 | 55431-Municipal waste (renewable) | KTOE | NL | 2013 | nrg_107a | 8.6876
Imports | 5545 | 5545-Liquid biofuels | KTOE | DE | 2011 | nrg_107a | 58.3556
Imports | 5545 | 5545-Liquid biofuels | KTOE | IS | 2014 | nrg_107a | 0.15491
Consumption in Oil and gas extraction | 4000 | 4000-Gas | KTOE | UA | 2014 | nrg_110a | 19.9459
Consumption in Oil and gas extraction | 4000 | 4000-Gas | KTOE | UK | 2014 | nrg_110a | 137.6787
Consumption in Coal Mines | 4000 | 4000-Gas | KTOE | CZ | 2010 | nrg_110a | 0.096296
Consumption in Coke Ovens | 4000 | 4000-Gas | KTOE | AT | 2011 | nrg_110a | 6.4895
Consumption in Coke Ovens | 4000 | 4000-Gas | KTOE | IT | 2009 | nrg_110a | 0.20097
Transformation output from Coke Ovens | 4000 | 4000-Gas | KTOE | PL | 2013 | nrg_110a | 68.8436
Consumption in Pipeline transport | 4000 | 4000-Gas | KTOE | BG | 2013 | nrg_110a | 7.6074
Primary production | 4100 | 4100-Natural gas | KTOE | ES | 2009 | nrg_110a | 0.51079
Primary production | 4100 | 4100-Natural gas | KTOE | IE | 2013 | nrg_110a | 6.075
Imports | 4100 | 4100-Natural gas | KTOE | CZ | 2011 | nrg_110a | 319.9762
Imports | 4100 | 4100-Natural gas | KTOE | DE | 2012 | nrg_110a | 3101.9248
Imports | 4100 | 4100-Natural gas | KTOE | SK | 2010 | nrg_110a | 209.453
Transformation input in Coke Ovens | 4100 | 4100-Natural gas | KTOE | UK | 2010 | nrg_110a | 0.85411
Transformation input in Gas Works | 4100 | 4100-Natural gas | KTOE | HR | 2011 | nrg_110a | 0.13398
Consumption in Oil and gas extraction | 4100 | 4100-Natural gas | KTOE | NL | 2011 | nrg_110a | 25.7404
Consumption in Oil and gas extraction | 4100 | 4100-Natural gas | KTOE | RS | 2009 | nrg_110a | 1.5491
Consumption in Coal Mines | 4100 | 4100-Natural gas | KTOE | RO | 2011 | nrg_110a | 0.058615
Consumption in Coal Mines | 4100 | 4100-Natural gas | KTOE | SK | 2013 | nrg_110a | 0.0041868
Consumption in Coal Mines | 4100 | 4100-Natural gas | KTOE | UK | 2013 | nrg_110a | 0.51079
Primary production | 5100 | 5100-Nuclear heat | KTOE | ES | 2013 | nrg_110a | 612.6419
Primary production | 7200 | 7200-Waste (non-renewable) | KTOE | BE | 2010 | nrg_110a | 30.907
Consumption in Pipeline transport | 4100 | 4100-Natural gas | KTOE | FR | 2013 | nrg_110a | 0.066989
Consumption in Pipeline transport | 4100 | 4100-Natural gas | KTOE | FI | 2011 | nrg_110a | 0.32238
Primary production | 7200 | 7200-Waste (non-renewable) | KTOE | HR | 2013 | nrg_110a | 0.36425
Primary production | 7200 | 7200-Waste (non-renewable) | KTOE | LV | 2013 | nrg_110a | 0.16747
Primary production | 4000 | 4000-Gas | KTOE | HU | 2009 | nrg_100a | 95.7647
Primary production | 7200 | 7200-Waste (non-renewable) | KTOE | BE | 2011 | nrg_100a | 31.4177
Primary production | 7200 | 7200-Waste (non-renewable) | KTOE | FR | 2011 | nrg_100a | 47.4783
Primary production | 7200 | 7200-Waste (non-renewable) | KTOE | HU | 2011 | nrg_100a | 3.9272
Transformation output from Coke Ovens | 4000 | 4000-Gas | KTOE | FR | 2012 | nrg_100a | 20.1301
Transformation output from Coke Ovens | 4000 | 4000-Gas | KTOE | SK | 2009 | nrg_100a | 11.0783
Imports | 4000 | 4000-Gas | KTOE | EL | 2014 | nrg_100a | 103.2716
Transformation input in Gas Works | 4000 | 4000-Gas | KTOE | SE | 2013 | nrg_100a | 0.10467
Consumption in Oil and gas extraction | 4000 | 4000-Gas | KTOE | IT | 2012 | nrg_100a | 34.9095
Consumption in Coal Mines | 4000 | 4000-Gas | KTOE | RO | 2012 | nrg_100a | 0.075362
Consumption in Coke Ovens | 4000 | 4000-Gas | KTOE | FR | 2011 | nrg_100a | 14.4026
Consumption in Pipeline transport | 4000 | 4000-Gas | KTOE | LT | 2012 | nrg_100a | 1.21
Imports | 2210 | 2210-Lignite/Brown Coal | KTOE | LT | 2010 | nrg_101a | 0.01256
Primary production | 2210 | 2210-Lignite/Brown Coal | KTOE | CZ | 2012 | nrg_101a | 535.588
Primary production | 2210 | 2210-Lignite/Brown Coal | KTOE | RO | 2011 | nrg_101a | 278.1752
Primary production | 3105 | 3105-Crude oil (without NGL) | KTOE | DE | 2012 | nrg_102a | 107.852
Primary production | 3105 | 3105-Crude oil (without NGL) | KTOE | DK | 2010 | nrg_102a | 504.0321
Primary production | 3105 | 3105-Crude oil (without NGL) | KTOE | CZ | 2011 | nrg_102a | 6.9836
Primary production | 3105 | 3105-Crude oil (without NGL) | KTOE | IT | 2012 | nrg_102a | 229.7339
Primary production | 3105 | 3105-Crude oil (without NGL) | KTOE | UA | 2009 | nrg_102a | 120.7222
Imports | 3105 | 3105-Crude oil (without NGL) | KTOE | DE | 2013 | nrg_102a | 3752.2478
Imports | 3105 | 3105-Crude oil (without NGL) | KTOE | HR | 2014 | nrg_102a | 78.4271
Imports | 3270A | 3270A-Total fuel oil | KTOE | SK | 2011 | nrg_102a | 4.0403
Imports | 3270A | 3270A-Total fuel oil | KTOE | IE | 2011 | nrg_102a | 9.4412
Consumption in Coal Mines | 3270A | 3270A-Total fuel oil | KTOE | DE | 2011 | nrg_102a | 0.041868
Transformation input in Coke Ovens | 4000 | 4000-Gas | KTOE | UK | 2012 | nrg_103a | 0.18003
Consumption in Oil and gas extraction | 4000 | 4000-Gas | KTOE | NL | 2013 | nrg_103a | 30.078
Consumption in Oil and gas extraction | 4000 | 4000-Gas | KTOE | NO | 2009 | nrg_103a | 159.9944
Consumption in Coal Mines | 4000 | 4000-Gas | KTOE | PL | 2010 | nrg_103a | 0.84573
Consumption in Coke Ovens | 4000 | 4000-Gas | KTOE | CZ | 2011 | nrg_103a | 9.3659
Consumption in Coke Ovens | 4000 | 4000-Gas | KTOE | BE | 2011 | nrg_103a | 6.3932
Consumption in Coke Ovens | 4000 | 4000-Gas | KTOE | PL | 2013 | nrg_103a | 40.097
Primary production | 4100 | 4100-Natural gas | KTOE | BG | 2011 | nrg_103a | 14.6831
Primary production | 4100 | 4100-Natural gas | KTOE | DK | 2010 | nrg_103a | 307.4242
Primary production | 4100 | 4100-Natural gas | KTOE | UK | 2013 | nrg_103a | 1376.2137
Imports | 4100 | 4100-Natural gas | KTOE | LT | 2012 | nrg_103a | 111.1888
Imports | 4100 | 4100-Natural gas | KTOE | IE | 2012 | nrg_103a | 160.7019
Imports | 4100 | 4100-Natural gas | KTOE | NL | 2011 | nrg_103a | 690.3866
Transformation input in Gas Works | 4100 | 4100-Natural gas | KTOE | HR | 2010 | nrg_103a | 0.18003
Primary production | 2117 | 2117-Other Bituminous Coal | KTOE | NO | 2009 | nrg_101a | 74.211
Imports | 3191 | 3191-Refinery feedstocks | KTOE | AT | 2013 | nrg_102a | 0.20934
Imports | 3191 | 3191-Refinery feedstocks | KTOE | PL | 2009 | nrg_102a | 57.8406
Imports | 3247 | 3247-Kerosene type jet fuel (without bio components) | KTOE | AL | 2013 | nrg_102a | 1.2058
Imports | 3247 | 3247-Kerosene type jet fuel (without bio components) | KTOE | NO | 2009 | nrg_102a | 7.7833
Imports | 3285 | 3285-Petroleum coke | KTOE | AT | 2009 | nrg_102a | 1.9636
Imports | 3191 | 3191-Refinery feedstocks | KTOE | AT | 2011 | nrg_110a | 19.4896
Imports | 3247 | 3247-Kerosene type jet fuel (without bio components) | KTOE | AL | 2012 | nrg_110a | 0.85829
Imports | 2117 | 2117-Other Bituminous Coal | KTOE | BG | 2009 | nrg_101a | 39.8039
Imports | 2117 | 2117-Other Bituminous Coal | KTOE | RS | 2014 | nrg_101a | 3.295
Transformation input in Patent Fuel Plants | 2117 | 2117-Other Bituminous Coal | KTOE | FR | 2009 | nrg_101a | 0.10467
Imports | 3247 | 3247-Kerosene type jet fuel (without bio components) | KTOE | RS | 2010 | nrg_102a | 0.2219
Imports | 3285 | 3285-Petroleum coke | KTOE | RS | 2014 | nrg_102a | 4.0277
Imports | 3247 | 3247-Kerosene type jet fuel (without bio components) | KTOE | CY | 2013 | nrg_110a | 10.4963
Imports | 3285 | 3285-Petroleum coke | KTOE | RS | 2014 | nrg_110a | 4.0277
Imports | 3191 | 3191-Refinery feedstocks | KTOE | RO | 2014 | nrg_102a | 15.3949
Imports | 3285 | 3285-Petroleum coke | KTOE | EL | 2010 | nrg_102a | 22.9772
Consumption in Coal Mines | 2117 | 2117-Other Bituminous Coal | KTOE | HU | 2013 | nrg_110a | 0.079549
Imports | 3191 | 3191-Refinery feedstocks | KTOE | PT | 2012 | nrg_110a | 11.1662
Imports | 3191 | 3191-Refinery feedstocks | KTOE | RO | 2013 | nrg_110a | 7.7414
Imports | 3247 | 3247-Kerosene type jet fuel (without bio components) | KTOE | ES | 2010 | nrg_110a | 104.6616
Imports | 3247 | 3247-Kerosene type jet fuel (without bio components) | KTOE | ME | 2014 | nrg_110a | 0.79131
Imports | 3247 | 3247-Kerosene type jet fuel (without bio components) | KTOE | MK | 2011 | nrg_110a | 0.041868
Imports | 3247 | 3247-Kerosene type jet fuel (without bio components) | KTOE | PT | 2012 | nrg_110a | 7.7414
Imports | 3285 | 3285-Petroleum coke | KTOE | MK | 2009 | nrg_110a | 1.7961
Imports | 3285 | 3285-Petroleum coke | KTOE | ME | 2009 | nrg_110a | 0.83736
Imports | 3285 | 3285-Petroleum coke | KTOE | RO | 2010 | nrg_110a | 0.72013
Imports | 3285 | 3285-Petroleum coke | KTOE | PT | 2013 | nrg_110a | 13.0544
Transformation input in Coke Ovens | 3285 | 3285-Petroleum coke | KTOE | SE | 2010 | nrg_110a | 1.0258
Transformation input in Patent Fuel Plants | 3285 | 3285-Petroleum coke | KTOE | UK | 2011 | nrg_110a | 3.0899
Primary production | 2117 | 2117-Other Bituminous Coal | KTOE | CZ | 2009 | nrg_101a | 129.4642
Primary production | 2117 | 2117-Other Bituminous Coal | KTOE | ES | 2014 | nrg_101a | 25.2799
Primary production | 2117 | 2117-Other Bituminous Coal | KTOE | UK | 2014 | nrg_101a | 281.3571
Imports | 2117 | 2117-Other Bituminous Coal | KTOE | HU | 2009 | nrg_101a | 9.0979
Imports | 2117 | 2117-Other Bituminous Coal | KTOE | IT | 2009 | nrg_101a | 401.736
Imports | 2117 | 2117-Other Bituminous Coal | KTOE | LU | 2011 | nrg_101a | 1.7794
Consumption in Coal Mines | 2117 | 2117-Other Bituminous Coal | KTOE | DE | 2009 | nrg_101a | 0.054428
Consumption in Coal Mines | 2117 | 2117-Other Bituminous Coal | KTOE | PL | 2009 | nrg_101a | 6.5775
Consumption in Coke Ovens | 2117 | 2117-Other Bituminous Coal | KTOE | PL | 2014 | nrg_101a | 0.046055
Imports | 3191 | 3191-Refinery feedstocks | KTOE | IT | 2011 | nrg_102a | 264.7649
Imports | 3247 | 3247-Kerosene type jet fuel (without bio components) | KTOE | CZ | 2010 | nrg_102a | 8.876
Imports | 3247 | 3247-Kerosene type jet fuel (without bio components) | KTOE | DE | 2011 | nrg_102a | 178.8601
Imports | 3247 | 3247-Kerosene type jet fuel (without bio components) | KTOE | HR | 2010 | nrg_102a | 0.48148
Imports | 3247 | 3247-Kerosene type jet fuel (without bio components) | KTOE | LT | 2014 | nrg_102a | 1.2519
Imports | 3247 | 3247-Kerosene type jet fuel (without bio components) | KTOE | MD | 2010 | nrg_102a | 0.73269
Imports | 3247 | 3247-Kerosene type jet fuel (without bio components) | KTOE | MT | 2011 | nrg_102a | 4.6013
Imports | 3247 | 3247-Kerosene type jet fuel (without bio components) | KTOE | TR | 2009 | nrg_102a | 26.7034
Imports | 3285 | 3285-Petroleum coke | KTOE | NL | 2011 | nrg_102a | 41.6084
Imports | 3285 | 3285-Petroleum coke | KTOE | DE | 2012 | nrg_102a | 36.4042
Imports | 3285 | 3285-Petroleum coke | KTOE | IS | 2011 | nrg_102a | 13.9211
Consumption in Coal Mines | 2117 | 2117-Other Bituminous Coal | KTOE | PL | 2009 | nrg_110a | 6.5775
Primary production | 2117 | 2117-Other Bituminous Coal | KTOE | DE | 2011 | nrg_110a | 87.9605
Imports | 2117 | 2117-Other Bituminous Coal | KTOE | HU | 2012 | nrg_110a | 1.2937
Imports | 2117 | 2117-Other Bituminous Coal | KTOE | FR | 2013 | nrg_110a | 305.2931
Imports | 2117 | 2117-Other Bituminous Coal | KTOE | LV | 2011 | nrg_110a | 4.7981
Imports | 2117 | 2117-Other Bituminous Coal | KTOE | LU | 2009 | nrg_110a | 2.0264
Imports | 2117 | 2117-Other Bituminous Coal | KTOE | TR | 2010 | nrg_110a | 432.6179
Imports | 3191 | 3191-Refinery feedstocks | KTOE | DK | 2009 | nrg_110a | 0.21353
Imports | 3247 | 3247-Kerosene type jet fuel (without bio components) | KTOE | CZ | 2009 | nrg_110a | 11.9952
Imports | 3247 | 3247-Kerosene type jet fuel (without bio components) | KTOE | FR | 2013 | nrg_110a | 168.5187
Imports | 3247 | 3247-Kerosene type jet fuel (without bio components) | KTOE | LU | 2014 | nrg_110a | 16.9817
Imports | 5500 | 5500-Renewable energies | KTOE | BG | 2013 | nrg_110a | 3.9984
Imports | 5500 | 5500-Renewable energies | KTOE | DK | 2010 | nrg_110a | 36.6094
Imports | 5500 | 5500-Renewable energies | KTOE | FR | 2013 | nrg_110a | 19.1881
Imports | 5500 | 5500-Renewable energies | KTOE | UK | 2010 | nrg_110a | 72.5824
Primary production | 5500 | 5500-Renewable energies | KTOE | LV | 2009 | nrg_100a | 87.4706
Primary production | 5500 | 5500-Renewable energies | KTOE | NL | 2012 | nrg_100a | 163.9425
Imports | 5500 | 5500-Renewable energies | KTOE | SE | 2014 | nrg_100a | 27.1179
Imports | 5500 | 5500-Renewable energies | KTOE | UK | 2014 | nrg_100a | 115.9032
Primary production | 5500 | 5500-Renewable energies | KTOE | SI | 2014 | nrg_100a | 49.3917
Primary production | 5500 | 5500-Renewable energies | KTOE | TR | 2012 | nrg_110a | 506.6028
Primary production | 5500 | 5500-Renewable energies | KTOE | TR | 2014 | nrg_107a | 502.8431
Imports | 5500 | 5500-Renewable energies | KTOE | PL | 2013 | nrg_107a | 7.3646
Imports | 5500 | 5500-Renewable energies | KTOE | PL | 2013 | nrg_110a | 7.3646
Imports | 5500 | 5500-Renewable energies | KTOE | NO | 2011 | nrg_110a | 7.3018
Imports | 5500 | 5500-Renewable energies | KTOE | PL | 2009 | nrg_100a | 9.4747
Imports | 5500 | 5500-Renewable energies | KTOE | PT | 2011 | nrg_107a | 0.96715
Primary production | 5500 | 5500-Renewable energies | KTOE | RO | 2012 | nrg_110a | 219.4804
Consumption in BKB / PB Plants | 5500 | 5500-Renewable energies | KTOE | LT | 2010 | nrg_110a | 0.0041868
Imports | 5500 | 5500-Renewable energies | KTOE | CY | 2011 | nrg_100a | 1.0593
Imports | 5500 | 5500-Renewable energies | KTOE | RS | 2011 | nrg_100a | 0.42287
Primary production | 5500 | 5500-Renewable energies | KTOE | AL | 2010 | nrg_107a | 36.107
Imports | 5500 | 5500-Renewable energies | KTOE | ES | 2010 | nrg_107a | 34.5411
Imports | 5500 | 5500-Renewable energies | KTOE | ME | 2010 | nrg_107a | 0.016747
Primary production | 5500 | 5500-Renewable energies | KTOE | AT | 2012 | nrg_110a | 391.583
Primary production | 5500 | 5500-Renewable energies | KTOE | ME | 2013 | nrg_110a | 16.2908
Primary production | 5500 | 5500-Renewable energies | KTOE | MD | 2012 | nrg_110a | 10.6219
Primary production | 5500 | 5500-Renewable energies | KTOE | MK | 2009 | nrg_110a | 13.1382
Imports | 5500 | 5500-Renewable energies | KTOE | EL | 2014 | nrg_110a | 5.3005
Imports | 5500 | 5500-Renewable energies | KTOE | MK | 2009 | nrg_110a | 0.34332
Primary production | 5500 | 5500-Renewable energies | KTOE | HU | 2011 | nrg_100a | 77.7572
Primary production | 5500 | 5500-Renewable energies | KTOE | MD | 2012 | nrg_100a | 10.6219
Imports | 5500 | 5500-Renewable energies | KTOE | EL | 2011 | nrg_100a | 6.4267
Primary production | 5500 | 5500-Renewable energies | KTOE | BE | 2009 | nrg_107a | 78.1466
Primary production | 5500 | 5500-Renewable energies | KTOE | DK | 2012 | nrg_107a | 124.5154
Primary production | 5500 | 5500-Renewable energies | KTOE | EE | 2014 | nrg_107a | 49.6554
Primary production | 5500 | 5500-Renewable energies | KTOE | HU | 2014 | nrg_107a | 85.7499
Primary production | 5500 | 5500-Renewable energies | KTOE | IE | 2009 | nrg_107a | 26.4648
Primary production | 5500 | 5500-Renewable energies | KTOE | IS | 2013 | nrg_107a | 220.7155
Primary production | 5500 | 5500-Renewable energies | KTOE | UA | 2012 | nrg_107a | 112.7589
Imports | 5500 | 5500-Renewable energies | KTOE | HR | 2014 | nrg_107a | 0.48567
Imports | 5500 | 5500-Renewable energies | KTOE | MD | 2014 | nrg_107a | 0.037681
Imports | 5500 | 5500-Renewable energies | KTOE | LV | 2014 | nrg_107a | 3.1527
Imports | 5500 | 5500-Renewable energies | KTOE | LU | 2014 | nrg_107a | 3.2029
Consumption in BKB / PB Plants | 5500 | 5500-Renewable energies | KTOE | LT | 2010 | nrg_107a | 0.0041868
Primary production | 5500 | 5500-Renewable energies | KTOE | CY | 2009 | nrg_110a | 3.228
Primary production | 5500 | 5500-Renewable energies | KTOE | EL | 2012 | nrg_110a | 94.8687
Primary production | 5500 | 5500-Renewable energies | KTOE | DK | 2011 | nrg_110a | 128.2919
Primary production | 5500 | 5500-Renewable energies | KTOE | ES | 2014 | nrg_110a | 753.7412
Primary production | 5500 | 5500-Renewable energies | KTOE | IE | 2011 | nrg_110a | 30.191
Imports | 5500 | 5500-Renewable energies | KTOE | DE | 2012 | nrg_110a | 49.5759
Imports | 5500 | 5500-Renewable energies | KTOE | HR | 2010 | nrg_110a | 0.18841
Imports | 5500 | 5500-Renewable energies | KTOE | MT | 2013 | nrg_110a | 0.13398
Primary production | 5500 | 5500-Renewable energies | KTOE | BG | 2013 | nrg_100a | 76.43
Primary production | 5500 | 5500-Renewable energies | KTOE | DE | 2013 | nrg_100a | 1410.0933
Primary production | 5500 | 5500-Renewable energies | KTOE | FI | 2014 | nrg_100a | 421.527
Primary production | 5500 | 5500-Renewable energies | KTOE | RO | 2009 | nrg_100a | 220.837
Imports | 5500 | 5500-Renewable energies | KTOE | IS | 2011 | nrg_100a | 0.0041868
Imports | 5500 | 5500-Renewable energies | KTOE | HU | 2014 | nrg_100a | 7.2599
Imports | 5500 | 5500-Renewable energies | KTOE | FR | 2011 | nrg_100a | 21.8467
Imports | 5500 | 5500-Renewable energies | KTOE | MT | 2012 | nrg_100a | 0.1256
Primary production | 5500 | 5500-Renewable energies | KTOE | LU | 2013 | nrg_107a | 4.2329
Primary production | 5500 | 5500-Renewable energies | KTOE | MT | 2009 | nrg_107a | 0.037681
Imports | 5500 | 5500-Renewable energies | KTOE | AT | 2014 | nrg_107a | 40.0802
Imports | 5500 | 5500-Renewable energies | KTOE | SI | 2012 | nrg_107a | 2.152
Imports | 5500 | 5500-Renewable energies | KTOE | UA | 2013 | nrg_107a | 0.16747
Primary production | 5500 | 5500-Renewable energies | KTOE | NL | 2014 | nrg_110a | 190.7255
Imports | 5545 | 5545-Liquid biofuels | KTOE | HU | 2013 | nrg_107a | 4.0528
Imports | 5545 | 5545-Liquid biofuels | KTOE | HR | 2011 | nrg_107a | 0.062802
Imports | 5545 | 5545-Liquid biofuels | KTOE | LT | 2010 | nrg_107a | 0.62802
Imports | 5545 | 5545-Liquid biofuels | KTOE | IT | 2010 | nrg_107a | 52.8584
Imports | 5545 | 5545-Liquid biofuels | KTOE | NL | 2010 | nrg_107a | 5.4261
Primary production | 5545 | 5545-Liquid biofuels | KTOE | BE | 2012 | nrg_107a | 18.8197
Primary production | 5545 | 5545-Liquid biofuels | KTOE | EL | 2011 | nrg_107a | 4.1031
Primary production | 5545 | 5545-Liquid biofuels | KTOE | IE | 2012 | nrg_107a | 1.0006
Primary production | 5545 | 5545-Liquid biofuels | KTOE | SE | 2013 | nrg_107a | 19.1086
Imports | 3244 | 3244-Other kerosene | KTOE | IT | 2012 | nrg_110a | 8.2982
Imports | 3244 | 3244-Other kerosene | KTOE | UA | 2009 | nrg_110a | 0.38519
Imports | 3244 | 3244-Other kerosene | KTOE | HR | 2009 | nrg_110a | 0.041868
Imports | 3244 | 3244-Other kerosene | KTOE | FR | 2014 | nrg_110a | 16.1694
Primary production | 5534 | 5534-Solar photovoltaic | KTOE | BG | 2012 | nrg_110a | 2.9308
Primary production | 5534 | 5534-Solar photovoltaic | KTOE | BE | 2014 | nrg_110a | 10.3791
Primary production | 5534 | 5534-Solar photovoltaic | KTOE | CY | 2009 | nrg_110a | 0.01256
Primary production | 5534 | 5534-Solar photovoltaic | KTOE | IT | 2014 | nrg_110a | 80.3028
Primary production | 5535 | 5535-Tide, Wave and Ocean | KTOE | UK | 2010 | nrg_110a | 0.0083736
Primary production | 55431 | 55431-Municipal waste (renewable) | KTOE | BG | 2012 | nrg_110a | 0.87085
Primary production | 55431 | 55431-Municipal waste (renewable) | KTOE | CZ | 2010 | nrg_110a | 2.6251
Primary production | 55431 | 55431-Municipal waste (renewable) | KTOE | FI | 2011 | nrg_110a | 5.8448
Primary production | 55431 | 55431-Municipal waste (renewable) | KTOE | ES | 2009 | nrg_110a | 13.3643
Primary production | 55431 | 55431-Municipal waste (renewable) | KTOE | SE | 2009 | nrg_110a | 27.03
Imports | 2130 | 2130-Coal Tar | KTOE | AT | 2013 | nrg_101a | 1.5826
Transformation output from Coke Ovens | 2130 | 2130-Coal Tar | KTOE | CZ | 2013 | nrg_101a | 7.2767
Transformation output from Coke Ovens | 2130 | 2130-Coal Tar | KTOE | UA | 2011 | nrg_101a | 33.1008
Imports | 2200 | 2200-Lignite and Derivatives | KTOE | DK | 2013 | nrg_101a | 0.020934
Imports | 2200 | 2200-Lignite and Derivatives | KTOE | FI | 2010 | nrg_101a | 0.071176
Transformation output from BKB / PB Plants | 2200 | 2200-Lignite and Derivatives | KTOE | FI | 2011 | nrg_101a | 0.9211
Imports | 3244 | 3244-Other kerosene | KTOE | BE | 2009 | nrg_102a | 2.8387
Imports | 3244 | 3244-Other kerosene | KTOE | AT | 2013 | nrg_102a | 0.17166
Imports | 3244 | 3244-Other kerosene | KTOE | SE | 2011 | nrg_102a | 0.041868
Imports | 3244 | 3244-Other kerosene | KTOE | UA | 2013 | nrg_102a | 7.1385
Primary production | 5534 | 5534-Solar photovoltaic | KTOE | MT | 2014 | nrg_107a | 0.24702
Primary production | 55431 | 55431-Municipal waste (renewable) | KTOE | NL | 2009 | nrg_107a | 32.4393
Imports | 5545 | 5545-Liquid biofuels | KTOE | SI | 2009 | nrg_107a | 0.10886
Primary production | 5545 | 5545-Liquid biofuels | KTOE | IT | 2009 | nrg_107a | 33.9298
Imports | 2130 | 2130-Coal Tar | KTOE | BE | 2012 | nrg_110a | 5.8825
Transformation output from Coke Ovens | 2130 | 2130-Coal Tar | KTOE | AT | 2011 | nrg_110a | 1.8464
Consumption in Coke Ovens | 2130 | 2130-Coal Tar | KTOE | ES | 2011 | nrg_110a | 0.67826
Imports | 3244 | 3244-Other kerosene | KTOE | BE | 2013 | nrg_110a | 3.5672
Primary production | 5545 | 5545-Liquid biofuels | KTOE | SI | 2013 | nrg_107a | 0.062802
Primary production | 55431 | 55431-Municipal waste (renewable) | KTOE | SK | 2014 | nrg_110a | 0.48567
Primary production | 5545 | 5545-Liquid biofuels | KTOE | TR | 2013 | nrg_107a | 1.8254
Imports | 3244 | 3244-Other kerosene | KTOE | NO | 2010 | nrg_102a | 2.4577
Primary production | 55431 | 55431-Municipal waste (renewable) | KTOE | PL | 2014 | nrg_107a | 1.5449
Imports | 2130 | 2130-Coal Tar | KTOE | AT | 2014 | nrg_110a | 1.7333
Imports | 2130 | 2130-Coal Tar | KTOE | PL | 2013 | nrg_110a | 0.11304
Imports | 2130 | 2130-Coal Tar | KTOE | PL | 2010 | nrg_110a | 0.037681
Primary production | 2200 | 2200-Lignite and Derivatives | KTOE | MK | 2009 | nrg_101a | 54.1521
Primary production | 2200 | 2200-Lignite and Derivatives | KTOE | ME | 2014 | nrg_101a | 15.2441
Imports | 2200 | 2200-Lignite and Derivatives | KTOE | CY | 2009 | nrg_101a | 0.0041868
Imports | 2200 | 2200-Lignite and Derivatives | KTOE | RO | 2012 | nrg_101a | 0.037681
Imports | 2200 | 2200-Lignite and Derivatives | KTOE | RS | 2012 | nrg_101a | 8.4866
Primary production | 55431 | 55431-Municipal waste (renewable) | KTOE | PT | 2012 | nrg_107a | 3.6006
Imports | 3244 | 3244-Other kerosene | KTOE | SE | 2012 | nrg_110a | 0.041868
Primary production | 5534 | 5534-Solar photovoltaic | KTOE | MD | 2014 | nrg_110a | 0.0041868
Primary production | 5534 | 5534-Solar photovoltaic | KTOE | PL | 2014 | nrg_110a | 0.025121
Primary production | 55431 | 55431-Municipal waste (renewable) | KTOE | PT | 2010 | nrg_110a | 4.0151
Imports | 2130 | 2130-Coal Tar | KTOE | NL | 2012 | nrg_101a | 1.0551
Transformation output from Coke Ovens | 2130 | 2130-Coal Tar | KTOE | ES | 2014 | nrg_101a | 2.3362
Transformation output from Coke Ovens | 2130 | 2130-Coal Tar | KTOE | FI | 2010 | nrg_101a | 0.22609
Primary production | 2200 | 2200-Lignite and Derivatives | KTOE | HU | 2009 | nrg_101a | 65.1466
Transformation input in BKB / PB Plants | 2200 | 2200-Lignite and Derivatives | KTOE | DE | 2014 | nrg_101a | 151.3486
Imports | 2100 | 2100-Hard coal and derivatives | KTOE | DK | 2010 | nrg_101a | 112.3277
Consumption in Coke Ovens | 2100 | 2100-Hard coal and derivatives | KTOE | ES | 2013 | nrg_101a | 1.3188
Transformation output from Coke Ovens | 2100 | 2100-Hard coal and derivatives | KTOE | CZ | 2009 | nrg_101a | 72.6075
Imports | 2121 | 2121-Coke Oven Coke | KTOE | UK | 2014 | nrg_101a | 26.3643
Transformation input in Coke Ovens | 2121 | 2121-Coke Oven Coke | KTOE | CZ | 2012 | nrg_101a | 2.7926
Transformation output from Coke Ovens | 2121 | 2121-Coke Oven Coke | KTOE | AT | 2011 | nrg_101a | 37.677
Transformation output from Coke Ovens | 2121 | 2121-Coke Oven Coke | KTOE | UK | 2011 | nrg_101a | 115.5096
Imports | 5540 | 5540-Biomass and renewable wastes | KTOE | UA | 2013 | nrg_107a | 0.16747
Transformation input in BKB / PB Plants | 5540 | 5540-Biomass and renewable wastes | KTOE | UA | 2013 | nrg_107a | 0.037681
Primary production | 5547 | 5547-Biodiesels | KTOE | LT | 2010 | nrg_107a | 3.2992
Primary production | 5547 | 5547-Biodiesels | KTOE | LV | 2010 | nrg_107a | 1.6161
Primary production | 5547 | 5547-Biodiesels | KTOE | MT | 2013 | nrg_107a | 0.041868
Imports | 5547 | 5547-Biodiesels | KTOE | BE | 2009 | nrg_107a | 1.1304
Imports | 5547 | 5547-Biodiesels | KTOE | FI | 2012 | nrg_107a | 4.9823
Imports | 5547 | 5547-Biodiesels | KTOE | FR | 2014 | nrg_107a | 21.1936
Imports | 2118 | 2118-Sub-bituminous Coal | KTOE | SI | 2009 | nrg_110a | 7.4693
Imports | 2121 | 2121-Coke Oven Coke | KTOE | UK | 2011 | nrg_110a | 0.74106
Consumption in Coke Ovens | 2121 | 2121-Coke Oven Coke | KTOE | ES | 2010 | nrg_110a | 9.8599
Transformation output from Coke Ovens | 2121 | 2121-Coke Oven Coke | KTOE | CZ | 2011 | nrg_110a | 73.7002
Transformation output from Coke Ovens | 2121 | 2121-Coke Oven Coke | KTOE | EE | 2009 | nrg_110a | 0.51498
Transformation output from Coke Ovens | 2121 | 2121-Coke Oven Coke | KTOE | UA | 2009 | nrg_110a | 496.6131
Imports | 3286 | 3286-Paraffin Waxes | KTOE | SK | 2013 | nrg_110a | 0.17166
Primary production | 5547 | 5547-Biodiesels | KTOE | IT | 2011 | nrg_110a | 21.876
Primary production | 5547 | 5547-Biodiesels | KTOE | NL | 2013 | nrg_110a | 50.8738
Imports | 5547 | 5547-Biodiesels | KTOE | DK | 2013 | nrg_110a | 11.0448
Imports | 5547 | 5547-Biodiesels | KTOE | FI | 2010 | nrg_110a | 0.18003
Imports | 5547 | 5547-Biodiesels | KTOE | SI | 2013 | nrg_110a | 2.1353
Imports | 5547 | 5547-Biodiesels | KTOE | UK | 2011 | nrg_110a | 23.9652
Primary production | 5547 | 5547-Biodiesels | KTOE | SI | 2013 | nrg_110a | 0.062802
Primary production | 5540 | 5540-Biomass and renewable wastes | KTOE | SK | 2012 | nrg_107a | 43.2287
Primary production | 5547 | 5547-Biodiesels | KTOE | TR | 2009 | nrg_107a | 0.041868
Imports | 2100 | 2100-Hard coal and derivatives | KTOE | NO | 2011 | nrg_101a | 32.8915
Imports | 2100 | 2100-Hard coal and derivatives | KTOE | PL | 2013 | nrg_101a | 267.905
Imports | 2121 | 2121-Coke Oven Coke | KTOE | AT | 2012 | nrg_101a | 33.9424
Transformation input in Coke Ovens | 2410 | 2410-Oil shale and oil sands | KTOE | EE | 2010 | nrg_101a | 0.90016
Imports | 5540 | 5540-Biomass and renewable wastes | KTOE | NO | 2013 | nrg_107a | 7.0715
Imports | 5547 | 5547-Biodiesels | KTOE | NO | 2012 | nrg_107a | 5.0493
Imports | 5547 | 5547-Biodiesels | KTOE | AT | 2013 | nrg_107a | 18.3214
Imports | 3286 | 3286-Paraffin Waxes | KTOE | PL | 2013 | nrg_110a | 2.8805
Imports | 5547 | 5547-Biodiesels | KTOE | NO | 2011 | nrg_110a | 4.4129
Primary production | 2100 | 2100-Hard coal and derivatives | KTOE | PL | 2010 | nrg_101a | 1822.0074
Imports | 2100 | 2100-Hard coal and derivatives | KTOE | BG | 2010 | nrg_101a | 73.1518
Imports | 2100 | 2100-Hard coal and derivatives | KTOE | PT | 2011 | nrg_101a | 89.9115
Imports | 3286 | 3286-Paraffin Waxes | KTOE | BG | 2011 | nrg_102a | 0.12142
Imports | 5540 | 5540-Biomass and renewable wastes | KTOE | CY | 2011 | nrg_107a | 1.0593
Consumption in BKB / PB Plants | 5540 | 5540-Biomass and renewable wastes | KTOE | LT | 2011 | nrg_107a | 0.0041868
Imports | 5547 | 5547-Biodiesels | KTOE | PL | 2011 | nrg_107a | 19.0332
Imports | 5547 | 5547-Biodiesels | KTOE | RO | 2014 | nrg_107a | 2.3865
Primary production | 5547 | 5547-Biodiesels | KTOE | PL | 2012 | nrg_107a | 23.2451
Primary production | 5547 | 5547-Biodiesels | KTOE | RO | 2013 | nrg_107a | 5.0577
Imports | 3286 | 3286-Paraffin Waxes | KTOE | CZ | 2009 | nrg_110a | 0.6029
Imports | 5547 | 5547-Biodiesels | KTOE | CY | 2014 | nrg_110a | 0.41031
Imports | 5547 | 5547-Biodiesels | KTOE | RO | 2009 | nrg_110a | 2.9684
Imports | 2100 | 2100-Hard coal and derivatives | KTOE | EL | 2011 | nrg_101a | 9.4412
Transformation input in Coke Ovens | 2100 | 2100-Hard coal and derivatives | KTOE | HU | 2010 | nrg_101a | 44.5852
Transformation output from Patent Fuel Plants | 2100 | 2100-Hard coal and derivatives | KTOE | UK | 2013 | nrg_101a | 9.8432
Consumption in Coke Ovens | 2100 | 2100-Hard coal and derivatives | KTOE | FR | 2009 | nrg_101a | 0.11304
Transformation output from Coke Ovens | 2100 | 2100-Hard coal and derivatives | KTOE | FI | 2011 | nrg_101a | 24.3588
Transformation output from Coke Ovens | 2100 | 2100-Hard coal and derivatives | KTOE | IT | 2013 | nrg_101a | 68.8268
Transformation output from Coke Ovens | 2100 | 2100-Hard coal and derivatives | KTOE | RO | 2010 | nrg_101a | 0.058615
Transformation output from Coke Ovens | 2100 | 2100-Hard coal and derivatives | KTOE | SE | 2014 | nrg_101a | 31.7192
Imports | 2118 | 2118-Sub-bituminous Coal | KTOE | MK | 2009 | nrg_101a | 1.7668
Imports | 2118 | 2118-Sub-bituminous Coal | KTOE | RO | 2009 | nrg_101a | 16.8267
Transformation output from Coke Ovens | 2121 | 2121-Coke Oven Coke | KTOE | HU | 2011 | nrg_101a | 29.8979
Imports | 3200 | 3200-All petroleum products | KTOE | UA | 2010 | nrg_102a | 252.4305
Consumption in Oil and gas extraction | 3200 | 3200-All petroleum products | KTOE | UA | 2011 | nrg_102a | 1.7417
Consumption in Oil and gas extraction | 3200 | 3200-All petroleum products | KTOE | UK | 2013 | nrg_102a | 26.6322
Consumption in Coal Mines | 3200 | 3200-All petroleum products | KTOE | SK | 2014 | nrg_102a | 0.041868
Consumption in Coke Ovens | 4210 | 4210-Coke Oven Gas | KTOE | AT | 2014 | nrg_103a | 1.3021
Consumption in Coke Ovens | 4210 | 4210-Coke Oven Gas | KTOE | IT | 2010 | nrg_103a | 0.15491
Consumption in Coke Ovens | 4210 | 4210-Coke Oven Gas | KTOE | NL | 2014 | nrg_103a | 6.3472
Primary production | 5510 | 5510-Hydro power | KTOE | EE | 2014 | nrg_107a | 0.096296
Primary production | 5510 | 5510-Hydro power | KTOE | IE | 2012 | nrg_107a | 2.8889
Primary production | 5550 | 5550-Geothermal Energy | KTOE | BE | 2013 | nrg_107a | 0.13816
Primary production | 5550 | 5550-Geothermal Energy | KTOE | RO | 2011 | nrg_107a | 0.99646
Consumption in Coke Ovens | 4210 | 4210-Coke Oven Gas | KTOE | BE | 2012 | nrg_110a | 5.7066
Consumption in Coke Ovens | 4210 | 4210-Coke Oven Gas | KTOE | CZ | 2012 | nrg_110a | 7.1552
Consumption in Coke Ovens | 4210 | 4210-Coke Oven Gas | KTOE | PL | 2014 | nrg_110a | 40.1765
Primary production | 5510 | 5510-Hydro power | KTOE | BE | 2009 | nrg_110a | 1.1807
Primary production | 5510 | 5510-Hydro power | KTOE | DK | 2009 | nrg_110a | 0.066989
Primary production | 5510 | 5510-Hydro power | KTOE | IS | 2013 | nrg_110a | 46.306
Primary production | 5510 | 5510-Hydro power | KTOE | RO | 2013 | nrg_110a | 53.8464
Primary production | 5550 | 5550-Geothermal Energy | KTOE | DE | 2009 | nrg_110a | 3.0522
Primary production | 5550 | 5550-Geothermal Energy | KTOE | ES | 2010 | nrg_110a | 0.66989
Primary production | 5550 | 5550-Geothermal Energy | KTOE | IS | 2013 | nrg_110a | 174.3258
Transformation output from BKB / PB Plants | 2330 | 2330-Peat products | KTOE | FI | 2010 | nrg_101a | 0.49823
Imports | 3200 | 3200-All petroleum products | KTOE | FI | 2013 | nrg_102a | 258.2921
Transformation output from Coke Ovens | 4210 | 4210-Coke Oven Gas | KTOE | UA | 2014 | nrg_103a | 87.1064
Transformation output from Coke Ovens | 4210 | 4210-Coke Oven Gas | KTOE | UK | 2010 | nrg_103a | 28.5833
Consumption in Coke Ovens | 4210 | 4210-Coke Oven Gas | KTOE | FI | 2010 | nrg_103a | 1.5031
Consumption in Coke Ovens | 4210 | 4210-Coke Oven Gas | KTOE | UK | 2014 | nrg_103a | 12.0705
Primary production | 5510 | 5510-Hydro power | KTOE | LT | 2012 | nrg_107a | 1.524
Primary production | 5510 | 5510-Hydro power | KTOE | LU | 2013 | nrg_107a | 0.42705
Primary production | 5510 | 5510-Hydro power | KTOE | NO | 2009 | nrg_107a | 451.0188
Primary production | 5550 | 5550-Geothermal Energy | KTOE | NL | 2014 | nrg_107a | 1.5031
Consumption in BKB / PB Plants | 2330 | 2330-Peat products | KTOE | EE | 2009 | nrg_110a | 0.020934
Transformation output from BKB / PB Plants | 2330 | 2330-Peat products | KTOE | IE | 2012 | nrg_110a | 3.9398
Transformation output from Coke Ovens | 4210 | 4210-Coke Oven Gas | KTOE | UK | 2012 | nrg_110a | 26.7537
Consumption in Coal Mines | 4210 | 4210-Coke Oven Gas | KTOE | DE | 2009 | nrg_110a | 0.25539
Primary production | 5510 | 5510-Hydro power | KTOE | LU | 2009 | nrg_110a | 0.381
Primary production | 5510 | 5510-Hydro power | KTOE | SK | 2013 | nrg_110a | 17.4548
Imports | 3200 | 3200-All petroleum products | KTOE | AT | 2013 | nrg_102a | 246.0875
Consumption in Oil and gas extraction | 3200 | 3200-All petroleum products | KTOE | SK | 2013 | nrg_102a | 0.041868
Imports | 3200 | 3200-All petroleum products | KTOE | PT | 2009 | nrg_102a | 163.3354
Imports | 3200 | 3200-All petroleum products | KTOE | RO | 2010 | nrg_102a | 89.5389
Imports | 3200 | 3200-All petroleum products | KTOE | RS | 2012 | nrg_102a | 59.507
Transformation input in Coke Ovens | 3200 | 3200-All petroleum products | KTOE | DE | 2012 | nrg_102a | 31.3131
Primary production | 5510 | 5510-Hydro power | KTOE | PT | 2009 | nrg_110a | 29.8226
Primary production | 5510 | 5510-Hydro power | KTOE | PL | 2014 | nrg_110a | 7.8586
Primary production | 5550 | 5550-Geothermal Energy | KTOE | PL | 2009 | nrg_110a | 0.59871
Primary production | 5550 | 5550-Geothermal Energy | KTOE | RO | 2010 | nrg_110a | 0.96296
Transformation input in Gas Works | 3200 | 3200-All petroleum products | KTOE | PL | 2014 | nrg_102a | 0.046055
Transformation input in Patent Fuel Plants | 3200 | 3200-All petroleum products | KTOE | UK | 2011 | nrg_102a | 3.0899
Consumption in Coke Ovens | 4210 | 4210-Coke Oven Gas | KTOE | FR | 2009 | nrg_103a | 4.9697
Primary production | 5510 | 5510-Hydro power | KTOE | BE | 2014 | nrg_107a | 0.98808
Primary production | 5510 | 5510-Hydro power | KTOE | MD | 2013 | nrg_107a | 1.1179
Primary production | 5510 | 5510-Hydro power | KTOE | ME | 2009 | nrg_107a | 7.4567
Primary production | 5550 | 5550-Geothermal Energy | KTOE | UK | 2012 | nrg_107a | 0.033494
Consumption in Coke Ovens | 4210 | 4210-Coke Oven Gas | KTOE | HU | 2009 | nrg_110a | 2.8387
Transformation output from Coke Ovens | 4210 | 4210-Coke Oven Gas | KTOE | ES | 2009 | nrg_110a | 12.954
Primary production | 5510 | 5510-Hydro power | KTOE | FR | 2013 | nrg_110a | 254.5784
Primary production | 5510 | 5510-Hydro power | KTOE | MD | 2009 | nrg_110a | 1.2895
Primary production | 5510 | 5510-Hydro power | KTOE | UA | 2014 | nrg_110a | 30.5092
Primary production | 5550 | 5550-Geothermal Energy | KTOE | MK | 2014 | nrg_110a | 0.36006
Transformation output from BKB / PB Plants | 2330 | 2330-Peat products | KTOE | UA | 2011 | nrg_101a | 4.4799
Imports | 3200 | 3200-All petroleum products | KTOE | DE | 2012 | nrg_102a | 1369.3097
Primary production | 3000 | 3000-Total petroleum products | KTOE | MD | 2013 | nrg_110a | 0.33913
Primary production | 3000 | 3000-Total petroleum products | KTOE | UK | 2011 | nrg_110a | 2204.8903
Transformation input in Gas Works | 3000 | 3000-Total petroleum products | KTOE | PL | 2014 | nrg_110a | 0.046055
Transformation input in Patent Fuel Plants | 3000 | 3000-Total petroleum products | KTOE | UK | 2011 | nrg_110a | 3.0899
Primary production | 3000 | 3000-Total petroleum products | KTOE | AT | 2012 | nrg_100a | 38.2464
Primary production | 3000 | 3000-Total petroleum products | KTOE | MD | 2012 | nrg_100a | 0.43543
Primary production | 3000 | 3000-Total petroleum products | KTOE | UA | 2010 | nrg_100a | 151.9808
Primary production | 2000 | 2000-Solid fuels | KTOE | AL | 2009 | nrg_100a | 0.10048
Imports | 2000 | 2000-Solid fuels | KTOE | EE | 2011 | nrg_100a | 1.8213
Imports | 2000 | 2000-Solid fuels | KTOE | ES | 2014 | nrg_100a | 399.0062
Transformation input in Coke Ovens | 2000 | 2000-Solid fuels | KTOE | HU | 2013 | nrg_100a | 37.9994
Consumption in BKB / PB Plants | 2000 | 2000-Solid fuels | KTOE | IE | 2010 | nrg_100a | 0.59034
Transformation output from Patent Fuel Plants | 2000 | 2000-Solid fuels | KTOE | UK | 2011 | nrg_100a | 8.4657
Imports | 3000 | 3000-Total petroleum products | KTOE | EE | 2013 | nrg_100a | 70.2043
Imports | 3000 | 3000-Total petroleum products | KTOE | EL | 2013 | nrg_100a | 1129.9001
Imports | 3000 | 3000-Total petroleum products | KTOE | ME | 2012 | nrg_100a | 12.2966
Imports | 3000 | 3000-Total petroleum products | KTOE | MT | 2014 | nrg_100a | 93.956
Consumption in Coal Mines | 3000 | 3000-Total petroleum products | KTOE | EE | 2009 | nrg_100a | 0.59034
Consumption in Coal Mines | 3000 | 3000-Total petroleum products | KTOE | RO | 2010 | nrg_100a | 0.25539
Transformation output from Coke Ovens | 2000 | 2000-Solid fuels | KTOE | NL | 2014 | nrg_101a | 60.784
Transformation output from Coke Ovens | 2000 | 2000-Solid fuels | KTOE | PL | 2010 | nrg_101a | 297.0283
Transformation output from Coke Ovens | 2000 | 2000-Solid fuels | KTOE | TR | 2009 | nrg_101a | 97.9544
Transformation output from BKB / PB Plants | 2000 | 2000-Solid fuels | KTOE | RS | 2009 | nrg_101a | 8.7002
Transformation output from BKB / PB Plants | 2000 | 2000-Solid fuels | KTOE | UA | 2011 | nrg_101a | 4.4799
Transformation input in Coke Ovens | 2000 | 2000-Solid fuels | KTOE | IT | 2014 | nrg_101a | 70.7695
Primary production | 2000 | 2000-Solid fuels | KTOE | EL | 2010 | nrg_101a | 306.2812
Primary production | 2000 | 2000-Solid fuels | KTOE | RS | 2014 | nrg_101a | 239.1877
Primary production | 2000 | 2000-Solid fuels | KTOE | RO | 2009 | nrg_101a | 274.876
Primary production | 2000 | 2000-Solid fuels | KTOE | SE | 2012 | nrg_101a | 5.8992
Imports | 2000 | 2000-Solid fuels | KTOE | HU | 2012 | nrg_101a | 49.2828
Imports | 2000 | 2000-Solid fuels | KTOE | IE | 2009 | nrg_101a | 54.307
Imports | 2000 | 2000-Solid fuels | KTOE | NO | 2012 | nrg_101a | 33.6828
Consumption in Coke Ovens | 2000 | 2000-Solid fuels | KTOE | PL | 2014 | nrg_101a | 1.8841
Consumption in BKB / PB Plants | 2000 | 2000-Solid fuels | KTOE | CZ | 2010 | nrg_101a | 0.13816
Primary production | 3000 | 3000-Total petroleum products | KTOE | HU | 2012 | nrg_102a | 40.2393
Primary production | 3000 | 3000-Total petroleum products | KTOE | RO | 2009 | nrg_102a | 197.0266
Primary production | 3000 | 3000-Total petroleum products | KTOE | RS | 2012 | nrg_102a | 50.0113
Imports | 3000 | 3000-Total petroleum products | KTOE | HR | 2009 | nrg_102a | 222.026
Imports | 3000 | 3000-Total petroleum products | KTOE | FR | 2013 | nrg_102a | 4139.0872
Imports | 3000 | 3000-Total petroleum products | KTOE | IE | 2013 | nrg_102a | 339.8467
Imports | 3000 | 3000-Total petroleum products | KTOE | MD | 2012 | nrg_102a | 32.2216
Imports | 3000 | 3000-Total petroleum products | KTOE | SK | 2010 | nrg_102a | 280.277
Imports | 3000 | 3000-Total petroleum products | KTOE | TR | 2011 | nrg_102a | 1547.3199
Consumption in Oil and gas extraction | 3000 | 3000-Total petroleum products | KTOE | LT | 2013 | nrg_102a | 0.041868
Consumption in Oil and gas extraction | 3000 | 3000-Total petroleum products | KTOE | NO | 2014 | nrg_102a | 10.601
Consumption in Oil and gas extraction | 3000 | 3000-Total petroleum products | KTOE | PL | 2010 | nrg_102a | 0.30145
Consumption in Coal Mines | 3000 | 3000-Total petroleum products | KTOE | DE | 2013 | nrg_102a | 0.12979
Primary production | 3000 | 3000-Total petroleum products | KTOE | SK | 2013 | nrg_110a | 0.52335
Primary production | 3000 | 3000-Total petroleum products | KTOE | TR | 2011 | nrg_100a | 100.7009
Primary production | 2000 | 2000-Solid fuels | KTOE | TR | 2011 | nrg_110a | 746.9084
Primary production | 2000 | 2000-Solid fuels | KTOE | TR | 2014 | nrg_101a | 678.3579
Transformation input in BKB / PB Plants | 2000 | 2000-Solid fuels | KTOE | RS | 2011 | nrg_101a | 23.1195
Primary production | 2000 | 2000-Solid fuels | KTOE | NO | 2014 | nrg_101a | 47.068
Primary production | 2000 | 2000-Solid fuels | KTOE | NO | 2010 | nrg_110a | 54.374
Imports | 2000 | 2000-Solid fuels | KTOE | AL | 2014 | nrg_110a | 3.6174
Transformation input in BKB / PB Plants | 2000 | 2000-Solid fuels | KTOE | EE | 2013 | nrg_110a | 0.87923
Imports | 2000 | 2000-Solid fuels | KTOE | AT | 2009 | nrg_100a | 115.6855
Imports | 2000 | 2000-Solid fuels | KTOE | NO | 2013 | nrg_100a | 29.9817
Imports | 2000 | 2000-Solid fuels | KTOE | PL | 2011 | nrg_100a | 370.8584
Transformation input in Coke Ovens | 2000 | 2000-Solid fuels | KTOE | EE | 2013 | nrg_100a | 0.90016
Imports | 3000 | 3000-Total petroleum products | KTOE | NO | 2012 | nrg_100a | 235.5159
Imports | 2000 | 2000-Solid fuels | KTOE | CZ | 2013 | nrg_101a | 83.6397
Consumption in Oil and gas extraction | 4100 | 4100-Natural gas | KTOE | NO | 2011 | nrg_103a | 147.8861
Consumption in Oil and gas extraction | 4100 | 4100-Natural gas | KTOE | RO | 2012 | nrg_103a | 12.1375
Consumption in Coal Mines | 4100 | 4100-Natural gas | KTOE | PL | 2012 | nrg_103a | 0.69501
Consumption in Coal Mines | 4100 | 4100-Natural gas | KTOE | SK | 2010 | nrg_103a | 0.0041868
Consumption in Coke Ovens | 4100 | 4100-Natural gas | KTOE | PL | 2012 | nrg_103a | 0.0041868
Primary production | 4000 | 4000-Gas | KTOE | ES | 2012 | nrg_103a | 2.1688
Imports | 4000 | 4000-Gas | KTOE | FR | 2012 | nrg_103a | 1773.7001
Imports | 4000 | 4000-Gas | KTOE | MD | 2011 | nrg_103a | 94.4751
Imports | 4000 | 4000-Gas | KTOE | SK | 2009 | nrg_103a | 201.6656
Imports | 4000 | 4000-Gas | KTOE | TR | 2010 | nrg_103a | 1311.2932
Primary production | 5100 | 5100-Nuclear heat | KTOE | DE | 2012 | nrg_104a | 1074.1696
Primary production | 5100 | 5100-Nuclear heat | KTOE | SE | 2013 | nrg_104a | 717.7348
Primary production | 7200 | 7200-Waste (non-renewable) | KTOE | ES | 2011 | nrg_108a | 8.1643
Primary production | 7200 | 7200-Waste (non-renewable) | KTOE | EL | 2009 | nrg_108a | 0.16747
Imports | 7200 | 7200-Waste (non-renewable) | KTOE | HU | 2012 | nrg_108a | 0.037681
Primary production | 2210 | 2210-Lignite/Brown Coal | KTOE | CZ | 2013 | nrg_110a | 500.7329
Primary production | 2210 | 2210-Lignite/Brown Coal | KTOE | EL | 2013 | nrg_110a | 281.7005
Primary production | 3105 | 3105-Crude oil (without NGL) | KTOE | BG | 2012 | nrg_110a | 0.9839
Primary production | 3105 | 3105-Crude oil (without NGL) | KTOE | ES | 2013 | nrg_110a | 15.4367
Primary production | 3105 | 3105-Crude oil (without NGL) | KTOE | DE | 2012 | nrg_110a | 107.852
Primary production | 3105 | 3105-Crude oil (without NGL) | KTOE | DK | 2011 | nrg_110a | 453.4765
Imports | 3105 | 3105-Crude oil (without NGL) | KTOE | CZ | 2009 | nrg_110a | 304.485
Consumption in Oil and gas extraction | 3105 | 3105-Crude oil (without NGL) | KTOE | UA | 2014 | nrg_110a | 0.1256
Consumption in Oil and gas extraction | 3105 | 3105-Crude oil (without NGL) | KTOE | RO | 2009 | nrg_110a | 0.12979
Imports | 3105 | 3105-Crude oil (without NGL) | KTOE | IT | 2012 | nrg_110a | 2929.7342
Imports | 3105 | 3105-Crude oil (without NGL) | KTOE | HR | 2011 | nrg_110a | 120.9441
Imports | 3105 | 3105-Crude oil (without NGL) | KTOE | MD | 2013 | nrg_110a | 0.033494
Imports | 3105 | 3105-Crude oil (without NGL) | KTOE | NL | 2012 | nrg_110a | 1987.8926
Imports | 3105 | 3105-Crude oil (without NGL) | KTOE | SK | 2010 | nrg_110a | 222.9304
Imports | 3270A | 3270A-Total fuel oil | KTOE | DE | 2014 | nrg_110a | 99.3988
Imports | 3270A | 3270A-Total fuel oil | KTOE | IS | 2014 | nrg_110a | 3.6006
Imports | 3270A | 3270A-Total fuel oil | KTOE | HU | 2012 | nrg_110a | 0.40193
Imports | 3270A | 3270A-Total fuel oil | KTOE | LU | 2012 | nrg_110a | 0.079549
Imports | 3270A | 3270A-Total fuel oil | KTOE | LV | 2013 | nrg_110a | 6.7617
Imports | 3270A | 3270A-Total fuel oil | KTOE | NL | 2009 | nrg_110a | 1119.722
Imports | 3270A | 3270A-Total fuel oil | KTOE | MT | 2013 | nrg_110a | 66.9595
Consumption in Oil and gas extraction | 3270A | 3270A-Total fuel oil | KTOE | RO | 2011 | nrg_110a | 0.87923
Primary production | 4000 | 4000-Gas | KTOE | BG | 2013 | nrg_110a | 9.7929
Primary production | 4000 | 4000-Gas | KTOE | DE | 2014 | nrg_110a | 327.8474
Primary production | 4000 | 4000-Gas | KTOE | EL | 2009 | nrg_110a | 0.48986
Primary production | 4000 | 4000-Gas | KTOE | IE | 2010 | nrg_110a | 9.3826
Primary production | 4000 | 4000-Gas | KTOE | RS | 2014 | nrg_110a | 18.5768
Imports | 4000 | 4000-Gas | KTOE | CZ | 2013 | nrg_110a | 291.7404
Imports | 4000 | 4000-Gas | KTOE | FR | 2013 | nrg_110a | 1780.2441
Imports | 4000 | 4000-Gas | KTOE | IT | 2014 | nrg_110a | 1911.9064
Imports | 4000 | 4000-Gas | KTOE | IE | 2010 | nrg_110a | 187.5645
Transformation input in Gas Works | 4000 | 4000-Gas | KTOE | DK | 2014 | nrg_110a | 0.67826
Consumption in Oil and gas extraction | 4000 | 4000-Gas | KTOE | RS | 2009 | nrg_110a | 1.5491
Consumption in Coal Mines | 4000 | 4000-Gas | KTOE | SK | 2011 | nrg_110a | 0.0041868
Consumption in Coke Ovens | 4000 | 4000-Gas | KTOE | BE | 2013 | nrg_110a | 5.2126
Consumption in Coke Ovens | 4000 | 4000-Gas | KTOE | CZ | 2009 | nrg_110a | 8.7881
Consumption in Pipeline transport | 4000 | 4000-Gas | KTOE | AT | 2009 | nrg_110a | 7.5614
Primary production | 4100 | 4100-Natural gas | KTOE | DE | 2014 | nrg_110a | 327.8474
Primary production | 4100 | 4100-Natural gas | KTOE | DK | 2013 | nrg_110a | 179.2746
Primary production | 4100 | 4100-Natural gas | KTOE | IT | 2010 | nrg_110a | 288.2402
Primary production | 4100 | 4100-Natural gas | KTOE | RS | 2012 | nrg_110a | 17.7855
Primary production | 4100 | 4100-Natural gas | KTOE | UK | 2013 | nrg_110a | 1376.2137
Imports | 4100 | 4100-Natural gas | KTOE | FR | 2010 | nrg_110a | 1763.1075
Imports | 4100 | 4100-Natural gas | KTOE | IE | 2010 | nrg_110a | 187.5645
Imports | 4100 | 4100-Natural gas | KTOE | IT | 2014 | nrg_110a | 1911.9064
Imports | 4100 | 4100-Natural gas | KTOE | LU | 2014 | nrg_110a | 35.3031
Imports | 4100 | 4100-Natural gas | KTOE | LT | 2011 | nrg_110a | 114.1029
Consumption in Oil and gas extraction | 4100 | 4100-Natural gas | KTOE | NO | 2013 | nrg_110a | 148.7151
Consumption in Oil and gas extraction | 4100 | 4100-Natural gas | KTOE | UK | 2010 | nrg_110a | 198.044
Primary production | 7200 | 7200-Waste (non-renewable) | KTOE | HR | 2012 | nrg_110a | 0.33913
Imports | 7200 | 7200-Waste (non-renewable) | KTOE | PT | 2014 | nrg_110a | 1.0132
Imports | 3247 | 3247-Kerosene type jet fuel (without bio components) | KTOE | IT | 2011 | nrg_110a | 55.1695
Imports | 3247 | 3247-Kerosene type jet fuel (without bio components) | KTOE | MD | 2012 | nrg_110a | 0.94622
Imports | 3285 | 3285-Petroleum coke | KTOE | IE | 2012 | nrg_110a | 5.2335
Imports | 3285 | 3285-Petroleum coke | KTOE | HR | 2014 | nrg_110a | 5.1163
Imports | 3285 | 3285-Petroleum coke | KTOE | TR | 2013 | nrg_110a | 85.1553
Imports | 2117 | 2117-Other Bituminous Coal | KTOE | AT | 2012 | nrg_101a | 50.631
Imports | 2117 | 2117-Other Bituminous Coal | KTOE | DK | 2010 | nrg_101a | 111.6996
Imports | 2117 | 2117-Other Bituminous Coal | KTOE | UA | 2012 | nrg_101a | 68.7305
Imports | 3191 | 3191-Refinery feedstocks | KTOE | BE | 2012 | nrg_102a | 75.3498
Imports | 3285 | 3285-Petroleum coke | KTOE | SI | 2010 | nrg_102a | 1.9343
Imports | 3285 | 3285-Petroleum coke | KTOE | DK | 2013 | nrg_102a | 5.6522
Imports | 2117 | 2117-Other Bituminous Coal | KTOE | BE | 2013 | nrg_110a | 58.1044
Imports | 3247 | 3247-Kerosene type jet fuel (without bio components) | KTOE | XK | 2014 | nrg_110a | 0.09211
Primary production | 2117 | 2117-Other Bituminous Coal | KTOE | TR | 2010 | nrg_110a | 35.7678
Primary production | 2117 | 2117-Other Bituminous Coal | KTOE | TR | 2012 | nrg_101a | 26.402
Imports | 2117 | 2117-Other Bituminous Coal | KTOE | NO | 2014 | nrg_101a | 21.3862
Imports | 3191 | 3191-Refinery feedstocks | KTOE | AT | 2009 | nrg_102a | 20.5069
Imports | 3247 | 3247-Kerosene type jet fuel (without bio components) | KTOE | AL | 2009 | nrg_102a | 0.73269
Imports | 3285 | 3285-Petroleum coke | KTOE | NO | 2014 | nrg_102a | 13.963
Imports | 3285 | 3285-Petroleum coke | KTOE | PL | 2012 | nrg_102a | 2.8805
Imports | 3247 | 3247-Kerosene type jet fuel (without bio components) | KTOE | AT | 2011 | nrg_110a | 4.8986
Imports | 3285 | 3285-Petroleum coke | KTOE | PL | 2013 | nrg_110a | 0.64058
Imports | 2117 | 2117-Other Bituminous Coal | KTOE | CY | 2010 | nrg_101a | 0.45636
Imports | 2117 | 2117-Other Bituminous Coal | KTOE | RS | 2010 | nrg_101a | 3.1903
Imports | 2117 | 2117-Other Bituminous Coal | KTOE | PT | 2012 | nrg_101a | 126.1315
Imports | 3191 | 3191-Refinery feedstocks | KTOE | RS | 2011 | nrg_102a | 0.95459
Imports | 3247 | 3247-Kerosene type jet fuel (without bio components) | KTOE | CY | 2013 | nrg_102a | 10.4963
Imports | 3247 | 3247-Kerosene type jet fuel (without bio components) | KTOE | SE | 2011 | nrg_102a | 35.2152
Imports | 3285 | 3285-Petroleum coke | KTOE | SE | 2011 | nrg_102a | 0.95878
Imports | 3285 | 3285-Petroleum coke | KTOE | RS | 2010 | nrg_102a | 3.0019
Transformation input in Coke Ovens | 3285 | 3285-Petroleum coke | KTOE | DE | 2012 | nrg_102a | 31.3131
Imports | 2117 | 2117-Other Bituminous Coal | KTOE | RS | 2013 | nrg_110a | 1.8631
Imports | 3191 | 3191-Refinery feedstocks | KTOE | CZ | 2012 | nrg_110a | 0.079549
Imports | 3191 | 3191-Refinery feedstocks | KTOE | RS | 2011 | nrg_110a | 0.95459
Imports | 3247 | 3247-Kerosene type jet fuel (without bio components) | KTOE | CY | 2009 | nrg_110a | 12.5688
Imports | 3247 | 3247-Kerosene type jet fuel (without bio components) | KTOE | SE | 2011 | nrg_110a | 35.2152
Imports | 3285 | 3285-Petroleum coke | KTOE | PT | 2009 | nrg_110a | 19.0416
Imports | 3285 | 3285-Petroleum coke | KTOE | RS | 2010 | nrg_110a | 3.0019
Imports | 3285 | 3285-Petroleum coke | KTOE | SE | 2012 | nrg_110a | 0.41449
Primary production | 2117 | 2117-Other Bituminous Coal | KTOE | UK | 2010 | nrg_101a | 427.2462
Imports | 2117 | 2117-Other Bituminous Coal | KTOE | EE | 2012 | nrg_101a | 2.2274
Imports | 2117 | 2117-Other Bituminous Coal | KTOE | MK | 2010 | nrg_101a | 0.054428
Transformation input in Patent Fuel Plants | 2117 | 2117-Other Bituminous Coal | KTOE | HU | 2011 | nrg_101a | 0.10467
Consumption in Coal Mines | 2117 | 2117-Other Bituminous Coal | KTOE | HU | 2014 | nrg_101a | 0.046055
Imports | 3191 | 3191-Refinery feedstocks | KTOE | RO | 2009 | nrg_102a | 1.5282
Imports | 3247 | 3247-Kerosene type jet fuel (without bio components) | KTOE | ES | 2014 | nrg_102a | 83.8909
Imports | 3247 | 3247-Kerosene type jet fuel (without bio components) | KTOE | EE | 2014 | nrg_102a | 2.2776
Imports | 3247 | 3247-Kerosene type jet fuel (without bio components) | KTOE | EL | 2012 | nrg_102a | 5.0325
Imports | 3247 | 3247-Kerosene type jet fuel (without bio components) | KTOE | ME | 2012 | nrg_102a | 0.52754
Imports | 3247 | 3247-Kerosene type jet fuel (without bio components) | KTOE | NL | 2014 | nrg_102a | 113.7093
Imports | 3285 | 3285-Petroleum coke | KTOE | MK | 2013 | nrg_102a | 4.3208
Imports | 2117 | 2117-Other Bituminous Coal | KTOE | EL | 2011 | nrg_110a | 9.4412
Imports | 2117 | 2117-Other Bituminous Coal | KTOE | EE | 2013 | nrg_110a | 1.6035
Imports | 3247 | 3247-Kerosene type jet fuel (without bio components) | KTOE | EL | 2012 | nrg_110a | 5.0325
Imports | 3247 | 3247-Kerosene type jet fuel (without bio components) | KTOE | ME | 2010 | nrg_110a | 0.83317
Imports | 3247 | 3247-Kerosene type jet fuel (without bio components) | KTOE | RO | 2014 | nrg_110a | 0.77874
Imports | 3285 | 3285-Petroleum coke | KTOE | EL | 2014 | nrg_110a | 27.8715
Transformation input in Coke Ovens | 3285 | 3285-Petroleum coke | KTOE | HU | 2009 | nrg_110a | 0.49404
Primary production | 2117 | 2117-Other Bituminous Coal | KTOE | ES | 2010 | nrg_101a | 47.4867
Imports | 2117 | 2117-Other Bituminous Coal | KTOE | DE | 2011 | nrg_101a | 976.973
Imports | 2117 | 2117-Other Bituminous Coal | KTOE | IS | 2011 | nrg_101a | 0.19678
Imports | 2117 | 2117-Other Bituminous Coal | KTOE | TR | 2014 | nrg_101a | 630.6661
Consumption in Coke Ovens | 2117 | 2117-Other Bituminous Coal | KTOE | PL | 2010 | nrg_101a | 0.29726
Primary production | 7200 | 7200-Waste (non-renewable) | KTOE | BE | 2010 | nrg_100a | 30.907
Primary production | 7200 | 7200-Waste (non-renewable) | KTOE | FR | 2010 | nrg_100a | 50.2625
Primary production | 7200 | 7200-Waste (non-renewable) | KTOE | HU | 2010 | nrg_100a | 3.676
Transformation output from Coke Ovens | 4000 | 4000-Gas | KTOE | FR | 2011 | nrg_100a | 19.3974
Imports | 4000 | 4000-Gas | KTOE | EL | 2013 | nrg_100a | 135.4304
Imports | 4000 | 4000-Gas | KTOE | RO | 2014 | nrg_100a | 19.477
Transformation input in Gas Works | 4000 | 4000-Gas | KTOE | SE | 2010 | nrg_100a | 0.1591
Consumption in Oil and gas extraction | 4000 | 4000-Gas | KTOE | IT | 2011 | nrg_100a | 33.6074
Consumption in Coal Mines | 4000 | 4000-Gas | KTOE | RO | 2011 | nrg_100a | 0.058615
Consumption in Coke Ovens | 4000 | 4000-Gas | KTOE | FR | 2010 | nrg_100a | 13.6071
Consumption in Pipeline transport | 4000 | 4000-Gas | KTOE | DE | 2014 | nrg_100a | 11.3337
Consumption in Pipeline transport | 4000 | 4000-Gas | KTOE | LT | 2011 | nrg_100a | 0.73688
Primary production | 2210 | 2210-Lignite/Brown Coal | KTOE | CZ | 2011 | nrg_101a | 574.2657
Primary production | 2210 | 2210-Lignite/Brown Coal | KTOE | RO | 2010 | nrg_101a | 247.0547
Consumption in BKB / PB Plants | 2210 | 2210-Lignite/Brown Coal | KTOE | DE | 2014 | nrg_101a | 9.391
Primary production | 3105 | 3105-Crude oil (without NGL) | KTOE | BG | 2014 | nrg_102a | 1.0551
Primary production | 3105 | 3105-Crude oil (without NGL) | KTOE | CZ | 2010 | nrg_102a | 7.4651
Primary production | 3105 | 3105-Crude oil (without NGL) | KTOE | DK | 2009 | nrg_102a | 535.5838
Primary production | 3105 | 3105-Crude oil (without NGL) | KTOE | DE | 2011 | nrg_102a | 108.7396
Primary production | 3105 | 3105-Crude oil (without NGL) | KTOE | IT | 2011 | nrg_102a | 224.6888
Imports | 3105 | 3105-Crude oil (without NGL) | KTOE | DE | 2012 | nrg_102a | 3872.2667
Imports | 3105 | 3105-Crude oil (without NGL) | KTOE | HR | 2013 | nrg_102a | 104.3141
Imports | 3270A | 3270A-Total fuel oil | KTOE | SK | 2010 | nrg_102a | 3.1987
Imports | 3270A | 3270A-Total fuel oil | KTOE | DE | 2014 | nrg_102a | 99.3988
Imports | 3270A | 3270A-Total fuel oil | KTOE | IE | 2010 | nrg_102a | 12.1208
Consumption in Coal Mines | 3270A | 3270A-Total fuel oil | KTOE | DE | 2010 | nrg_102a | 0.041868
Transformation input in Coke Ovens | 4000 | 4000-Gas | KTOE | UK | 2011 | nrg_103a | 0.19259
Consumption in Oil and gas extraction | 4000 | 4000-Gas | KTOE | NL | 2012 | nrg_103a | 27.3566
Consumption in Coal Mines | 4000 | 4000-Gas | KTOE | PL | 2009 | nrg_103a | 0.54847
Consumption in Coke Ovens | 4000 | 4000-Gas | KTOE | CZ | 2010 | nrg_103a | 9.437
Consumption in Coke Ovens | 4000 | 4000-Gas | KTOE | BE | 2010 | nrg_103a | 6.6319
Consumption in Coke Ovens | 4000 | 4000-Gas | KTOE | IT | 2014 | nrg_103a | 0.84155
Consumption in Coke Ovens | 4000 | 4000-Gas | KTOE | HU | 2014 | nrg_103a | 2.8847
Consumption in Coke Ovens | 4000 | 4000-Gas | KTOE | PL | 2012 | nrg_103a | 38.5186
Consumption in Coke Ovens | 4000 | 4000-Gas | KTOE | RO | 2010 | nrg_103a | 0.01256
Consumption in Pipeline transport | 4000 | 4000-Gas | KTOE | BG | 2014 | nrg_103a | 7.0296
Primary production | 4100 | 4100-Natural gas | KTOE | BG | 2010 | nrg_103a | 2.4744
Primary production | 4100 | 4100-Natural gas | KTOE | DK | 2009 | nrg_103a | 314.9102
Primary production | 4100 | 4100-Natural gas | KTOE | UK | 2012 | nrg_103a | 1467.0924
Imports | 4100 | 4100-Natural gas | KTOE | LT | 2011 | nrg_103a | 114.1029
Imports | 4100 | 4100-Natural gas | KTOE | IE | 2011 | nrg_103a | 165.5335
Imports | 4100 | 4100-Natural gas | KTOE | NL | 2010 | nrg_103a | 772.5944
Transformation input in Gas Works | 4100 | 4100-Natural gas | KTOE | HR | 2009 | nrg_103a | 0.1256
Consumption in Oil and gas extraction | 4100 | 4100-Natural gas | KTOE | NO | 2010 | nrg_103a | 153.0694
Consumption in Oil and gas extraction | 4100 | 4100-Natural gas | KTOE | NL | 2014 | nrg_103a | 25.4474
Consumption in Oil and gas extraction | 4100 | 4100-Natural gas | KTOE | RO | 2011 | nrg_103a | 12.2715
Consumption in Coal Mines | 4100 | 4100-Natural gas | KTOE | PL | 2011 | nrg_103a | 0.48148
Consumption in Coal Mines | 4100 | 4100-Natural gas | KTOE | SK | 2009 | nrg_103a | 0.01256
Consumption in Coke Ovens | 4100 | 4100-Natural gas | KTOE | PL | 2011 | nrg_103a | 0.0041868
Primary production | 4000 | 4000-Gas | KTOE | ES | 2011 | nrg_103a | 1.905
Imports | 4000 | 4000-Gas | KTOE | FR | 2011 | nrg_103a | 1743.5845
Imports | 4000 | 4000-Gas | KTOE | MD | 2010 | nrg_103a | 96.7695
Imports | 4000 | 4000-Gas | KTOE | TR | 2009 | nrg_103a | 1236.1025
Primary production | 5100 | 5100-Nuclear heat | KTOE | DE | 2011 | nrg_104a | 1166.0866
Primary production | 5100 | 5100-Nuclear heat | KTOE | FI | 2014 | nrg_104a | 254.6621
Primary production | 5100 | 5100-Nuclear heat | KTOE | HU | 2014 | nrg_104a | 169.4649
Primary production | 5100 | 5100-Nuclear heat | KTOE | SE | 2012 | nrg_104a | 691.6007
Primary production | 7200 | 7200-Waste (non-renewable) | KTOE | ES | 2010 | nrg_108a | 7.2934
Imports | 7200 | 7200-Waste (non-renewable) | KTOE | HU | 2011 | nrg_108a | 0.27214
Primary production | 2210 | 2210-Lignite/Brown Coal | KTOE | CZ | 2012 | nrg_110a | 535.588
Primary production | 2210 | 2210-Lignite/Brown Coal | KTOE | EL | 2012 | nrg_110a | 336.8155
Primary production | 3105 | 3105-Crude oil (without NGL) | KTOE | BG | 2011 | nrg_110a | 0.90016
Primary production | 3105 | 3105-Crude oil (without NGL) | KTOE | ES | 2012 | nrg_110a | 5.9578
Primary production | 3105 | 3105-Crude oil (without NGL) | KTOE | DK | 2010 | nrg_110a | 504.0321
Primary production | 3105 | 3105-Crude oil (without NGL) | KTOE | DE | 2011 | nrg_110a | 108.7396
Imports | 5500 | 5500-Renewable energies | KTOE | FI | 2012 | nrg_110a | 11.7105
Imports | 5500 | 5500-Renewable energies | KTOE | SI | 2012 | nrg_110a | 2.152
Imports | 5500 | 5500-Renewable energies | KTOE | SK | 2009 | nrg_110a | 2.0013
Imports | 5500 | 5500-Renewable energies | KTOE | XK | 2012 | nrg_110a | 0.14654
Primary production | 5500 | 5500-Renewable energies | KTOE | LT | 2009 | nrg_100a | 48.9897
Imports | 5500 | 5500-Renewable energies | KTOE | DK | 2011 | nrg_100a | 42.5379
Imports | 5500 | 5500-Renewable energies | KTOE | SI | 2014 | nrg_100a | 1.8715
Imports | 5500 | 5500-Renewable energies | KTOE | XK | 2010 | nrg_100a | 0.050242
Transformation output from Coke Ovens | 2121 | 2121-Coke Oven Coke | KTOE | SK | 2012 | nrg_101a | 44.4596
Primary production | 5540 | 5540-Biomass and renewable wastes | KTOE | AT | 2012 | nrg_107a | 214.9461
Primary production | 5540 | 5540-Biomass and renewable wastes | KTOE | HR | 2014 | nrg_107a | 59.955
Primary production | 5540 | 5540-Biomass and renewable wastes | KTOE | MD | 2014 | nrg_107a | 12.4515
Imports | 5540 | 5540-Biomass and renewable wastes | KTOE | EE | 2013 | nrg_107a | 0.49404
Imports | 5540 | 5540-Biomass and renewable wastes | KTOE | MK | 2011 | nrg_107a | 0.23027
Primary production | 5547 | 5547-Biodiesels | KTOE | AT | 2012 | nrg_107a | 7.6116
Primary production | 5547 | 5547-Biodiesels | KTOE | MK | 2012 | nrg_107a | 0.033494
Imports | 2121 | 2121-Coke Oven Coke | KTOE | ES | 2010 | nrg_110a | 5.8155
Transformation input in Coke Ovens | 2121 | 2121-Coke Oven Coke | KTOE | HU | 2010 | nrg_110a | 0.14235
Transformation output from Coke Ovens | 2121 | 2121-Coke Oven Coke | KTOE | FI | 2013 | nrg_110a | 25.0245
Transformation output from Coke Ovens | 2121 | 2121-Coke Oven Coke | KTOE | FR | 2009 | nrg_110a | 91.8291
Consumption in Coal Mines | 2410 | 2410-Oil shale and oil sands | KTOE | EE | 2013 | nrg_110a | 0.075362
Primary production | 3193 | 3193-Other hydrocarbons | KTOE | HU | 2011 | nrg_110a | 0.23865
Imports | 3286 | 3286-Paraffin Waxes | KTOE | MK | 2013 | nrg_110a | 0.041868
Primary production | 5547 | 5547-Biodiesels | KTOE | LV | 2012 | nrg_110a | 3.3662
Imports | 5547 | 5547-Biodiesels | KTOE | EL | 2009 | nrg_110a | 0.30564
Primary production | 2100 | 2100-Hard coal and derivatives | KTOE | ES | 2010 | nrg_101a | 138.0137
Primary production | 2100 | 2100-Hard coal and derivatives | KTOE | RO | 2011 | nrg_101a | 0.74525
Primary production | 2100 | 2100-Hard coal and derivatives | KTOE | UK | 2010 | nrg_101a | 435.5026
Imports | 2100 | 2100-Hard coal and derivatives | KTOE | CZ | 2014 | nrg_101a | 101.4085
Imports | 2100 | 2100-Hard coal and derivatives | KTOE | IS | 2011 | nrg_101a | 3.7681
Imports | 2100 | 2100-Hard coal and derivatives | KTOE | TR | 2009 | nrg_101a | 558.5233
Transformation input in Coke Ovens | 2100 | 2100-Hard coal and derivatives | KTOE | NL | 2013 | nrg_101a | 80.4494
Transformation input in Coke Ovens | 2100 | 2100-Hard coal and derivatives | KTOE | PL | 2013 | nrg_101a | 373.0439
Transformation input in Coke Ovens | 2100 | 2100-Hard coal and derivatives | KTOE | UK | 2013 | nrg_101a | 159.9106
Transformation input in Gas Works | 2100 | 2100-Hard coal and derivatives | KTOE | UA | 2012 | nrg_101a | 1.3984
Transformation output from Patent Fuel Plants | 2100 | 2100-Hard coal and derivatives | KTOE | BG | 2014 | nrg_101a | 0.55684
Primary production | 2118 | 2118-Sub-bituminous Coal | KTOE | ES | 2014 | nrg_101a | 16.9524
Imports | 2121 | 2121-Coke Oven Coke | KTOE | DE | 2010 | nrg_101a | 122.8365
Imports | 2121 | 2121-Coke Oven Coke | KTOE | HU | 2012 | nrg_101a | 0.20097
Imports | 2121 | 2121-Coke Oven Coke | KTOE | HR | 2009 | nrg_101a | 0.68245
Imports | 2121 | 2121-Coke Oven Coke | KTOE | LT | 2009 | nrg_101a | 0.2847
Imports | 2121 | 2121-Coke Oven Coke | KTOE | LU | 2014 | nrg_101a | 0.029308
Imports | 2121 | 2121-Coke Oven Coke | KTOE | IS | 2013 | nrg_101a | 0.77037
Imports | 3193 | 3193-Other hydrocarbons | KTOE | LV | 2009 | nrg_102a | 0.079549
Imports | 3286 | 3286-Paraffin Waxes | KTOE | DE | 2013 | nrg_102a | 11.6979
Imports | 3286 | 3286-Paraffin Waxes | KTOE | FR | 2011 | nrg_102a | 4.639
Imports | 3286 | 3286-Paraffin Waxes | KTOE | LV | 2010 | nrg_102a | 0.41868
Imports | 3286 | 3286-Paraffin Waxes | KTOE | TR | 2014 | nrg_102a | 1.1807
Primary production | 5540 | 5540-Biomass and renewable wastes | KTOE | EE | 2010 | nrg_107a | 40.2519
Primary production | 5540 | 5540-Biomass and renewable wastes | KTOE | SE | 2014 | nrg_107a | 428.3431
Primary production | 5540 | 5540-Biomass and renewable wastes | KTOE | XK | 2010 | nrg_107a | 9.8432
Imports | 5540 | 5540-Biomass and renewable wastes | KTOE | DE | 2012 | nrg_107a | 49.5759
Imports | 5540 | 5540-Biomass and renewable wastes | KTOE | LT | 2009 | nrg_107a | 3.3494
Imports | 5540 | 5540-Biomass and renewable wastes | KTOE | IT | 2013 | nrg_107a | 124.5531
Imports | 5540 | 5540-Biomass and renewable wastes | KTOE | LV | 2011 | nrg_107a | 1.0844
Imports | 5540 | 5540-Biomass and renewable wastes | KTOE | MD | 2012 | nrg_107a | 0.01256
Imports | 5540 | 5540-Biomass and renewable wastes | KTOE | MT | 2014 | nrg_107a | 0.20934
Imports | 5540 | 5540-Biomass and renewable wastes | KTOE | NL | 2010 | nrg_107a | 29.7765
Imports | 5540 | 5540-Biomass and renewable wastes | KTOE | TR | 2014 | nrg_107a | 2.9433
Primary production | 5547 | 5547-Biodiesels | KTOE | CZ | 2014 | nrg_107a | 8.114
Primary production | 5547 | 5547-Biodiesels | KTOE | DK | 2010 | nrg_107a | 2.8763
Primary production | 5547 | 5547-Biodiesels | KTOE | ES | 2012 | nrg_107a | 18.6145
Imports | 2118 | 2118-Sub-bituminous Coal | KTOE | IT | 2013 | nrg_110a | 9.3198
Imports | 2121 | 2121-Coke Oven Coke | KTOE | LT | 2014 | nrg_110a | 0.48567
Imports | 2121 | 2121-Coke Oven Coke | KTOE | HU | 2011 | nrg_110a | 0.25539
Imports | 2121 | 2121-Coke Oven Coke | KTOE | SK | 2013 | nrg_110a | 4.5887
Transformation input in Gas Works | 2121 | 2121-Coke Oven Coke | KTOE | UA | 2013 | nrg_110a | 1.256
Imports | 3286 | 3286-Paraffin Waxes | KTOE | IE | 2010 | nrg_110a | 0.51916
Imports | 3286 | 3286-Paraffin Waxes | KTOE | NL | 2010 | nrg_110a | 10.5047
Primary production | 5547 | 5547-Biodiesels | KTOE | DE | 2011 | nrg_110a | 113.9605
Primary production | 5547 | 5547-Biodiesels | KTOE | DK | 2009 | nrg_110a | 3.2657
Primary production | 5547 | 5547-Biodiesels | KTOE | FI | 2014 | nrg_110a | 14.8296
Imports | 3191 | 3191-Refinery feedstocks | KTOE | IE | 2009 | nrg_102a | 0.57778
Imports | 3247 | 3247-Kerosene type jet fuel (without bio components) | KTOE | LT | 2010 | nrg_102a | 0.82061
Imports | 3247 | 3247-Kerosene type jet fuel (without bio components) | KTOE | IE | 2014 | nrg_102a | 39.6029
Imports | 3285 | 3285-Petroleum coke | KTOE | SK | 2013 | nrg_102a | 3.7681
Primary production | 2117 | 2117-Other Bituminous Coal | KTOE | CZ | 2011 | nrg_110a | 152.299
Imports | 2117 | 2117-Other Bituminous Coal | KTOE | HR | 2012 | nrg_110a | 21.6164
Imports | 2117 | 2117-Other Bituminous Coal | KTOE | FR | 2009 | nrg_110a | 307.5037
Imports | 2117 | 2117-Other Bituminous Coal | KTOE | IT | 2013 | nrg_110a | 426.748
Imports | 2117 | 2117-Other Bituminous Coal | KTOE | MD | 2011 | nrg_110a | 1.5198
Imports | 3191 | 3191-Refinery feedstocks | KTOE | HR | 2012 | nrg_110a | 18.8322
Imports | 3191 | 3191-Refinery feedstocks | KTOE | HU | 2013 | nrg_110a | 8.1517
Imports | 3247 | 3247-Kerosene type jet fuel (without bio components) | KTOE | DE | 2014 | nrg_110a | 205.9529
Imports | 3247 | 3247-Kerosene type jet fuel (without bio components) | KTOE | IS | 2013 | nrg_110a | 7.1804
Imports | 3247 | 3247-Kerosene type jet fuel (without bio components) | KTOE | FR | 2009 | nrg_110a | 168.347
Imports | 3247 | 3247-Kerosene type jet fuel (without bio components) | KTOE | LU | 2010 | nrg_110a | 18.1916
Imports | 3247 | 3247-Kerosene type jet fuel (without bio components) | KTOE | NL | 2012 | nrg_110a | 115.0993
Imports | 3285 | 3285-Petroleum coke | KTOE | DE | 2012 | nrg_110a | 36.4042
Imports | 3285 | 3285-Petroleum coke | KTOE | HR | 2010 | nrg_110a | 3.6593
Primary production | 2117 | 2117-Other Bituminous Coal | KTOE | IT | 2014 | nrg_101a | 2.286
Imports | 2117 | 2117-Other Bituminous Coal | KTOE | UK | 2012 | nrg_101a | 1001.9724
Imports | 3191 | 3191-Refinery feedstocks | KTOE | DK | 2013 | nrg_102a | 15.4158
Imports | 3191 | 3191-Refinery feedstocks | KTOE | UK | 2010 | nrg_102a | 276.4628
Imports | 3247 | 3247-Kerosene type jet fuel (without bio components) | KTOE | AT | 2012 | nrg_102a | 3.9858
Imports | 3285 | 3285-Petroleum coke | KTOE | DK | 2009 | nrg_102a | 5.1163
Consumption in Coal Mines | 2117 | 2117-Other Bituminous Coal | KTOE | UA | 2013 | nrg_110a | 0.83736
Primary production | 2117 | 2117-Other Bituminous Coal | KTOE | IT | 2012 | nrg_110a | 2.1269
Imports | 2117 | 2117-Other Bituminous Coal | KTOE | BE | 2009 | nrg_110a | 54.3195
Imports | 3191 | 3191-Refinery feedstocks | KTOE | BE | 2011 | nrg_110a | 85.4233
Imports | 3247 | 3247-Kerosene type jet fuel (without bio components) | KTOE | XK | 2010 | nrg_110a | 0.51498
Imports | 3285 | 3285-Petroleum coke | KTOE | FI | 2012 | nrg_110a | 1.6161
Imports | 3285 | 3285-Petroleum coke | KTOE | SI | 2012 | nrg_110a | 2.0557
Primary production | 2117 | 2117-Other Bituminous Coal | KTOE | NO | 2011 | nrg_101a | 38.9456
Imports | 3191 | 3191-Refinery feedstocks | KTOE | PL | 2011 | nrg_102a | 23.1614
Imports | 3247 | 3247-Kerosene type jet fuel (without bio components) | KTOE | NO | 2011 | nrg_102a | 11.4383
Imports | 3285 | 3285-Petroleum coke | KTOE | AT | 2011 | nrg_102a | 2.8763
Primary production | 2117 | 2117-Other Bituminous Coal | KTOE | NO | 2009 | nrg_110a | 74.211
Imports | 2117 | 2117-Other Bituminous Coal | KTOE | PL | 2010 | nrg_110a | 248.4531
Imports | 3191 | 3191-Refinery feedstocks | KTOE | AT | 2013 | nrg_110a | 0.20934
Imports | 3247 | 3247-Kerosene type jet fuel (without bio components) | KTOE | AL | 2014 | nrg_110a | 0.34332
Imports | 3247 | 3247-Kerosene type jet fuel (without bio components) | KTOE | PL | 2012 | nrg_110a | 1.4612
Primary production | 2117 | 2117-Other Bituminous Coal | KTOE | PL | 2010 | nrg_101a | 1478.0158
Imports | 2117 | 2117-Other Bituminous Coal | KTOE | BG | 2011 | nrg_101a | 35.7134
Imports | 3191 | 3191-Refinery feedstocks | KTOE | PT | 2009 | nrg_102a | 38.4683
Imports | 3285 | 3285-Petroleum coke | KTOE | CY | 2009 | nrg_102a | 3.8351
Imports | 3191 | 3191-Refinery feedstocks | KTOE | PT | 2014 | nrg_110a | 66.5659
Imports | 3247 | 3247-Kerosene type jet fuel (without bio components) | KTOE | PT | 2014 | nrg_110a | 4.6432
Imports | 3285 | 3285-Petroleum coke | KTOE | RO | 2012 | nrg_110a | 6.8622
Imports | 3191 | 3191-Refinery feedstocks | KTOE | EL | 2010 | nrg_102a | 40.9888
Transformation input in Patent Fuel Plants | 3285 | 3285-Petroleum coke | KTOE | UK | 2009 | nrg_102a | 3.5002
Imports | 3285 | 3285-Petroleum coke | KTOE | EL | 2012 | nrg_102a | 28.9936
Imports | 2117 | 2117-Other Bituminous Coal | KTOE | ES | 2010 | nrg_110a | 219.874
Transformation input in Patent Fuel Plants | 2117 | 2117-Other Bituminous Coal | KTOE | UA | 2013 | nrg_110a | 0.72432
Imports | 3247 | 3247-Kerosene type jet fuel (without bio components) | KTOE | ES | 2012 | nrg_110a | 98.9006
Imports | 3247 | 3247-Kerosene type jet fuel (without bio components) | KTOE | MK | 2013 | nrg_110a | 0.56522
Imports | 3285 | 3285-Petroleum coke | KTOE | MK | 2011 | nrg_110a | 3.5965
Imports | 3285 | 3285-Petroleum coke | KTOE | ME | 2011 | nrg_110a | 1.2393
Transformation input in Coke Ovens | 3285 | 3285-Petroleum coke | KTOE | SE | 2012 | nrg_110a | 0.79968
Transformation input in Patent Fuel Plants | 3285 | 3285-Petroleum coke | KTOE | UK | 2013 | nrg_110a | 3.7723
Primary production | 2117 | 2117-Other Bituminous Coal | KTOE | CZ | 2011 | nrg_101a | 152.299
Primary production | 2117 | 2117-Other Bituminous Coal | KTOE | UA | 2010 | nrg_101a | 561.1359
Imports | 2117 | 2117-Other Bituminous Coal | KTOE | HU | 2011 | nrg_101a | 3.1778
Imports | 2117 | 2117-Other Bituminous Coal | KTOE | IT | 2011 | nrg_101a | 445.9654
Transformation input in BKB / PB Plants | 2200 | 2200-Lignite and Derivatives | KTOE | IE | 2014 | nrg_101a | 4.5636
Imports | 2200 | 2200-Lignite and Derivatives | KTOE | EL | 2010 | nrg_101a | 0.15072
Imports | 2200 | 2200-Lignite and Derivatives | KTOE | ME | 2009 | nrg_101a | 0.37681
Imports | 3244 | 3244-Other kerosene | KTOE | PT | 2010 | nrg_102a | 0.041868
Primary production | 5534 | 5534-Solar photovoltaic | KTOE | BE | 2011 | nrg_107a | 4.2119
Primary production | 5534 | 5534-Solar photovoltaic | KTOE | HU | 2011 | nrg_107a | 0.0041868
Primary production | 5534 | 5534-Solar photovoltaic | KTOE | FR | 2013 | nrg_107a | 17.0445
Primary production | 5535 | 5535-Tide, Wave and Ocean | KTOE | FR | 2009 | nrg_107a | 1.6119
Primary production | 55431 | 55431-Municipal waste (renewable) | KTOE | BE | 2013 | nrg_107a | 12.3427
Primary production | 55431 | 55431-Municipal waste (renewable) | KTOE | HU | 2013 | nrg_107a | 1.7794
Primary production | 55431 | 55431-Municipal waste (renewable) | KTOE | FR | 2009 | nrg_107a | 48.7176
Primary production | 55431 | 55431-Municipal waste (renewable) | KTOE | UK | 2010 | nrg_107a | 21.6793
Imports | 5545 | 5545-Liquid biofuels | KTOE | ES | 2009 | nrg_107a | 18.8364
Imports | 5545 | 5545-Liquid biofuels | KTOE | EL | 2010 | nrg_107a | 0.64477
Primary production | 5545 | 5545-Liquid biofuels | KTOE | FI | 2009 | nrg_107a | 10.4293
Primary production | 5545 | 5545-Liquid biofuels | KTOE | FR | 2012 | nrg_107a | 98.976
Primary production | 5545 | 5545-Liquid biofuels | KTOE | UK | 2011 | nrg_107a | 7.2808
Transformation output from Coke Ovens | 2130 | 2130-Coal Tar | KTOE | HU | 2012 | nrg_110a | 2.2609
Imports | 3244 | 3244-Other kerosene | KTOE | RO | 2013 | nrg_110a | 0.041868
Primary production | 5534 | 5534-Solar photovoltaic | KTOE | UK | 2011 | nrg_110a | 0.87504
Primary production | 55431 | 55431-Municipal waste (renewable) | KTOE | FR | 2014 | nrg_110a | 48.9018
Imports | 2130 | 2130-Coal Tar | KTOE | UA | 2009 | nrg_101a | 0.6029
Primary production | 2200 | 2200-Lignite and Derivatives | KTOE | EL | 2009 | nrg_101a | 342.3086
Primary production | 2200 | 2200-Lignite and Derivatives | KTOE | SI | 2011 | nrg_101a | 50.2625
Primary production | 2200 | 2200-Lignite and Derivatives | KTOE | RS | 2012 | nrg_101a | 304.7237
Transformation input in BKB / PB Plants | 2200 | 2200-Lignite and Derivatives | KTOE | FI | 2013 | nrg_101a | 0.30982
Transformation input in Gas Works | 2200 | 2200-Lignite and Derivatives | KTOE | CZ | 2014 | nrg_101a | 18.0619
Consumption in Coal Mines | 2200 | 2200-Lignite and Derivatives | KTOE | TR | 2009 | nrg_101a | 1.2812
Transformation output from BKB / PB Plants | 2200 | 2200-Lignite and Derivatives | KTOE | RS | 2014 | nrg_101a | 5.4219
Imports | 3244 | 3244-Other kerosene | KTOE | DE | 2009 | nrg_102a | 0.59871
Imports | 3244 | 3244-Other kerosene | KTOE | HR | 2013 | nrg_102a | 0.041868
Imports | 3244 | 3244-Other kerosene | KTOE | LU | 2012 | nrg_102a | 0.041868
Imports | 3244 | 3244-Other kerosene | KTOE | IT | 2012 | nrg_102a | 8.2982
Imports | 3244 | 3244-Other kerosene | KTOE | NL | 2012 | nrg_102a | 9.2654
Imports | 3244 | 3244-Other kerosene | KTOE | SK | 2009 | nrg_102a | 0.30145
Primary production | 5534 | 5534-Solar photovoltaic | KTOE | BG | 2010 | nrg_107a | 0.054428
Primary production | 5534 | 5534-Solar photovoltaic | KTOE | DK | 2010 | nrg_107a | 0.020934
Primary production | 5534 | 5534-Solar photovoltaic | KTOE | EL | 2011 | nrg_107a | 2.1981
Primary production | 5534 | 5534-Solar photovoltaic | KTOE | IE | 2012 | nrg_107a | 0.0041868
Primary production | 5534 | 5534-Solar photovoltaic | KTOE | IT | 2012 | nrg_107a | 67.9015
Primary production | 55431 | 55431-Municipal waste (renewable) | KTOE | BG | 2012 | nrg_107a | 0.87085
Primary production | 55431 | 55431-Municipal waste (renewable) | KTOE | DK | 2012 | nrg_107a | 20.5404
Primary production | 55431 | 55431-Municipal waste (renewable) | KTOE | IT | 2014 | nrg_107a | 35.9395
Primary production | 55431 | 55431-Municipal waste (renewable) | KTOE | IE | 2014 | nrg_107a | 2.1604
Primary production | 55431 | 55431-Municipal waste (renewable) | KTOE | SE | 2013 | nrg_107a | 34.3401
Imports | 5545 | 5545-Liquid biofuels | KTOE | CZ | 2011 | nrg_107a | 5.0493
Imports | 5545 | 5545-Liquid biofuels | KTOE | LV | 2009 | nrg_107a | 0.079549
Primary production | 5545 | 5545-Liquid biofuels | KTOE | ES | 2011 | nrg_107a | 35.345
Transformation input in Coke Ovens | 2130 | 2130-Coal Tar | KTOE | UA | 2009 | nrg_110a | 15.6461
Transformation input in Gas Works | 2130 | 2130-Coal Tar | KTOE | CZ | 2014 | nrg_110a | 2.4493
Transformation output from Coke Ovens | 2130 | 2130-Coal Tar | KTOE | NL | 2009 | nrg_110a | 3.2783
Transformation output from Coke Ovens | 2130 | 2130-Coal Tar | KTOE | SK | 2013 | nrg_110a | 2.0725
Imports | 3244 | 3244-Other kerosene | KTOE | IE | 2009 | nrg_110a | 22.5417
Imports | 3244 | 3244-Other kerosene | KTOE | CZ | 2013 | nrg_110a | 0.083736
Imports | 3244 | 3244-Other kerosene | KTOE | DE | 2013 | nrg_110a | 0.38519
Consumption in Oil and gas extraction | 3244 | 3244-Other kerosene | KTOE | RO | 2013 | nrg_110a | 0.087923
Primary production | 5534 | 5534-Solar photovoltaic | KTOE | CZ | 2014 | nrg_110a | 7.6409
Primary production | 5534 | 5534-Solar photovoltaic | KTOE | EL | 2013 | nrg_110a | 13.134
Primary production | 5534 | 5534-Solar photovoltaic | KTOE | FI | 2014 | nrg_110a | 0.029308
Primary production | 5534 | 5534-Solar photovoltaic | KTOE | RO | 2014 | nrg_110a | 5.8197
Primary production | 55431 | 55431-Municipal waste (renewable) | KTOE | DE | 2012 | nrg_110a | 108.6726
Primary production | 55431 | 55431-Municipal waste (renewable) | KTOE | IE | 2014 | nrg_110a | 2.1604
Imports | 2117 | 2117-Other Bituminous Coal | KTOE | LU | 2013 | nrg_101a | 1.5366
Imports | 2117 | 2117-Other Bituminous Coal | KTOE | LT | 2010 | nrg_101a | 4.3459
Imports | 2117 | 2117-Other Bituminous Coal | KTOE | SK | 2009 | nrg_101a | 45.7157
Consumption in Coal Mines | 2117 | 2117-Other Bituminous Coal | KTOE | PL | 2011 | nrg_101a | 2.4116
Imports | 3191 | 3191-Refinery feedstocks | KTOE | FR | 2010 | nrg_102a | 1.3816
Imports | 3247 | 3247-Kerosene type jet fuel (without bio components) | KTOE | CZ | 2012 | nrg_102a | 8.4866
Imports | 3247 | 3247-Kerosene type jet fuel (without bio components) | KTOE | DE | 2013 | nrg_102a | 225.1703
Imports | 3247 | 3247-Kerosene type jet fuel (without bio components) | KTOE | HR | 2012 | nrg_102a | 0.83317
Imports | 3247 | 3247-Kerosene type jet fuel (without bio components) | KTOE | IT | 2009 | nrg_102a | 33.8838
Imports | 3247 | 3247-Kerosene type jet fuel (without bio components) | KTOE | LV | 2010 | nrg_102a | 5.1414
Imports | 3247 | 3247-Kerosene type jet fuel (without bio components) | KTOE | MD | 2012 | nrg_102a | 0.94622
Imports | 3247 | 3247-Kerosene type jet fuel (without bio components) | KTOE | MT | 2013 | nrg_102a | 4.8609
Imports | 3247 | 3247-Kerosene type jet fuel (without bio components) | KTOE | TR | 2011 | nrg_102a | 24.4258
Imports | 3285 | 3285-Petroleum coke | KTOE | NL | 2013 | nrg_102a | 49.6806
Imports | 3285 | 3285-Petroleum coke | KTOE | DE | 2014 | nrg_102a | 27.1723
Imports | 3285 | 3285-Petroleum coke | KTOE | IS | 2014 | nrg_102a | 0.99227
Imports | 3285 | 3285-Petroleum coke | KTOE | FR | 2009 | nrg_102a | 45.5984
Imports | 3285 | 3285-Petroleum coke | KTOE | LU | 2010 | nrg_102a | 0.16329
Consumption in Coal Mines | 2117 | 2117-Other Bituminous Coal | KTOE | PL | 2011 | nrg_110a | 2.4116
Primary production | 2117 | 2117-Other Bituminous Coal | KTOE | DE | 2013 | nrg_110a | 30.9028
Imports | 2117 | 2117-Other Bituminous Coal | KTOE | HU | 2014 | nrg_110a | 0.93366
Imports | 2117 | 2117-Other Bituminous Coal | KTOE | IS | 2010 | nrg_110a | 0.11304
Imports | 2117 | 2117-Other Bituminous Coal | KTOE | LU | 2011 | nrg_110a | 1.7794
Imports | 2117 | 2117-Other Bituminous Coal | KTOE | LV | 2013 | nrg_110a | 2.7675
Imports | 2117 | 2117-Other Bituminous Coal | KTOE | TR | 2012 | nrg_110a | 640.819
Consumption in Coal Mines | 2117 | 2117-Other Bituminous Coal | KTOE | UK | 2010 | nrg_110a | 0.12979
Imports | 3191 | 3191-Refinery feedstocks | KTOE | DK | 2012 | nrg_110a | 27.1137
Imports | 3247 | 3247-Kerosene type jet fuel (without bio components) | KTOE | CZ | 2011 | nrg_110a | 7.8377
Imports | 3247 | 3247-Kerosene type jet fuel (without bio components) | KTOE | HR | 2011 | nrg_110a | 0.041868
Imports | 3247 | 3247-Kerosene type jet fuel (without bio components) | KTOE | MD | 2014 | nrg_110a | 1.1597
Imports | 3247 | 3247-Kerosene type jet fuel (without bio components) | KTOE | IT | 2013 | nrg_110a | 61.6632
Imports | 3247 | 3247-Kerosene type jet fuel (without bio components) | KTOE | LT | 2011 | nrg_110a | 0.30145
Imports | 3285 | 3285-Petroleum coke | KTOE | IE | 2014 | nrg_110a | 6.6612
Imports | 2117 | 2117-Other Bituminous Coal | KTOE | AT | 2014 | nrg_101a | 36.9485
Imports | 2117 | 2117-Other Bituminous Coal | KTOE | DK | 2012 | nrg_101a | 96.3885
Imports | 2117 | 2117-Other Bituminous Coal | KTOE | UA | 2014 | nrg_101a | 65.8919
Transformation input in BKB / PB Plants | 2117 | 2117-Other Bituminous Coal | KTOE | BG | 2009 | nrg_101a | 1.6663
Consumption in Coal Mines | 2117 | 2117-Other Bituminous Coal | KTOE | DE | 2011 | nrg_101a | 0.025121
Imports | 3191 | 3191-Refinery feedstocks | KTOE | BE | 2014 | nrg_102a | 131.0971
Imports | 3247 | 3247-Kerosene type jet fuel (without bio components) | KTOE | FR | 2009 | nrg_102a | 168.347
Imports | 3247 | 3247-Kerosene type jet fuel (without bio components) | KTOE | SI | 2010 | nrg_102a | 1.0886
Imports | 3247 | 3247-Kerosene type jet fuel (without bio components) | KTOE | SK | 2009 | nrg_102a | 0.12979
Imports | 3247 | 3247-Kerosene type jet fuel (without bio components) | KTOE | XK | 2010 | nrg_102a | 0.51498
Imports | 3285 | 3285-Petroleum coke | KTOE | SI | 2012 | nrg_102a | 2.0557
Imports | 2117 | 2117-Other Bituminous Coal | KTOE | FI | 2009 | nrg_110a | 125.7296
Imports | 2117 | 2117-Other Bituminous Coal | KTOE | UK | 2010 | nrg_110a | 501.8298
Imports | 3247 | 3247-Kerosene type jet fuel (without bio components) | KTOE | BE | 2010 | nrg_110a | 74.8642
Imports | 3247 | 3247-Kerosene type jet fuel (without bio components) | KTOE | SI | 2010 | nrg_110a | 1.0886
Transformation output from Coke Ovens | 2130 | 2130-Coal Tar | KTOE | AT | 2009 | nrg_101a | 1.8087
Transformation output from Coke Ovens | 2130 | 2130-Coal Tar | KTOE | UK | 2013 | nrg_101a | 5.9955
Primary production | 2200 | 2200-Lignite and Derivatives | KTOE | LV | 2010 | nrg_101a | 0.10048
Imports | 2200 | 2200-Lignite and Derivatives | KTOE | BE | 2011 | nrg_101a | 8.6583
Transformation input in BKB / PB Plants | 2200 | 2200-Lignite and Derivatives | KTOE | BG | 2010 | nrg_101a | 40.1765
Transformation input in BKB / PB Plants | 2200 | 2200-Lignite and Derivatives | KTOE | LT | 2014 | nrg_101a | 0.09211
Transformation input in BKB / PB Plants | 2200 | 2200-Lignite and Derivatives | KTOE | UA | 2010 | nrg_101a | 3.7765
Imports | 2200 | 2200-Lignite and Derivatives | KTOE | SE | 2011 | nrg_101a | 4.6599
Imports | 2200 | 2200-Lignite and Derivatives | KTOE | UA | 2013 | nrg_101a | 0.23865
Imports | 2200 | 2200-Lignite and Derivatives | KTOE | XK | 2010 | nrg_101a | 0.31401
Transformation output from BKB / PB Plants | 2200 | 2200-Lignite and Derivatives | KTOE | EE | 2009 | nrg_101a | 0.90016
Primary production | 5545 | 5545-Liquid biofuels | KTOE | LT | 2010 | nrg_107a | 4.2831
Primary production | 5545 | 5545-Liquid biofuels | KTOE | MT | 2014 | nrg_107a | 0.041868
Primary production | 5545 | 5545-Liquid biofuels | KTOE | NL | 2011 | nrg_107a | 18.3089
Imports | 5545 | 5545-Liquid biofuels | KTOE | AT | 2011 | nrg_107a | 15.4786
Transformation output from Coke Ovens | 2130 | 2130-Coal Tar | KTOE | BE | 2013 | nrg_110a | 2.1855
Transformation output from Coke Ovens | 2130 | 2130-Coal Tar | KTOE | CZ | 2009 | nrg_110a | 7.2013
Imports | 3244 | 3244-Other kerosene | KTOE | FI | 2010 | nrg_110a | 28.5456
Primary production | 5534 | 5534-Solar photovoltaic | KTOE | LU | 2010 | nrg_110a | 0.075362
Primary production | 55431 | 55431-Municipal waste (renewable) | KTOE | NL | 2013 | nrg_110a | 33.4442
Primary production | 5545 | 5545-Liquid biofuels | KTOE | SI | 2012 | nrg_107a | 0.037681
Primary production | 2200 | 2200-Lignite and Derivatives | KTOE | SK | 2014 | nrg_101a | 24.2541
Primary production | 55431 | 55431-Municipal waste (renewable) | KTOE | SK | 2013 | nrg_110a | 0.64895
Primary production | 5545 | 5545-Liquid biofuels | KTOE | TR | 2012 | nrg_107a | 0.9211
Primary production | 5534 | 5534-Solar photovoltaic | KTOE | UA | 2014 | nrg_107a | 1.5449
Transformation input in BKB / PB Plants | 2200 | 2200-Lignite and Derivatives | KTOE | EE | 2014 | nrg_101a | 1.0174
Imports | 3244 | 3244-Other kerosene | KTOE | NO | 2009 | nrg_102a | 0.73269
Primary production | 55431 | 55431-Municipal waste (renewable) | KTOE | PL | 2013 | nrg_107a | 1.39
Imports | 2130 | 2130-Coal Tar | KTOE | AT | 2013 | nrg_110a | 1.5826
Imports | 2130 | 2130-Coal Tar | KTOE | PL | 2012 | nrg_110a | 0.37681
Imports | 2130 | 2130-Coal Tar | KTOE | PL | 2009 | nrg_110a | 0.037681
Imports | 3244 | 3244-Other kerosene | KTOE | PL | 2014 | nrg_110a | 0.041868
Imports | 2200 | 2200-Lignite and Derivatives | KTOE | RS | 2011 | nrg_101a | 10.9569
Imports | 2200 | 2200-Lignite and Derivatives | KTOE | RO | 2011 | nrg_101a | 0.36844
Imports | 3244 | 3244-Other kerosene | KTOE | PT | 2009 | nrg_102a | 0.041868
Primary production | 55431 | 55431-Municipal waste (renewable) | KTOE | PT | 2011 | nrg_107a | 4.124
Imports | 3244 | 3244-Other kerosene | KTOE | SE | 2011 | nrg_110a | 0.041868
Imports | 3244 | 3244-Other kerosene | KTOE | PT | 2014 | nrg_110a | 0.041868
Imports | 3244 | 3244-Other kerosene | KTOE | RO | 2012 | nrg_110a | 0.041868
Primary production | 5534 | 5534-Solar photovoltaic | KTOE | PL | 2013 | nrg_110a | 0.0041868
Primary production | 55431 | 55431-Municipal waste (renewable) | KTOE | PL | 2014 | nrg_110a | 1.5449
Primary production | 55431 | 55431-Municipal waste (renewable) | KTOE | PT | 2009 | nrg_110a | 4.1449
Imports | 2130 | 2130-Coal Tar | KTOE | NL | 2011 | nrg_101a | 0.90435
Transformation output from Coke Ovens | 2130 | 2130-Coal Tar | KTOE | FI | 2009 | nrg_101a | 0.26377
Transformation output from Coke Ovens | 2130 | 2130-Coal Tar | KTOE | ES | 2013 | nrg_101a | 2.4493
Primary production | 2200 | 2200-Lignite and Derivatives | KTOE | AT | 2014 | nrg_101a | 0.0083736
Primary production | 2200 | 2200-Lignite and Derivatives | KTOE | ME | 2013 | nrg_101a | 15.5833
Transformation input in BKB / PB Plants | 2200 | 2200-Lignite and Derivatives | KTOE | DE | 2013 | nrg_101a | 145.4787
Transformation input in BKB / PB Plants | 2200 | 2200-Lignite and Derivatives | KTOE | IE | 2013 | nrg_101a | 4.9739
Imports | 2200 | 2200-Lignite and Derivatives | KTOE | EL | 2009 | nrg_101a | 0.12979
Primary production | 5534 | 5534-Solar photovoltaic | KTOE | BE | 2010 | nrg_107a | 2.018
Primary production | 5534 | 5534-Solar photovoltaic | KTOE | FR | 2012 | nrg_107a | 14.457
Primary production | 5534 | 5534-Solar photovoltaic | KTOE | HU | 2010 | nrg_107a | 0.0041868
Primary production | 5534 | 5534-Solar photovoltaic | KTOE | MD | 2014 | nrg_107a | 0.0041868
Primary production | 55431 | 55431-Municipal waste (renewable) | KTOE | BE | 2012 | nrg_107a | 13.9462
Primary production | 55431 | 55431-Municipal waste (renewable) | KTOE | HU | 2012 | nrg_107a | 1.8841
Primary production | 55431 | 55431-Municipal waste (renewable) | KTOE | UK | 2009 | nrg_107a | 22.6673
Imports | 5545 | 5545-Liquid biofuels | KTOE | EL | 2009 | nrg_107a | 0.30564
Primary production | 5545 | 5545-Liquid biofuels | KTOE | HR | 2014 | nrg_107a | 1.3063
Primary production | 5545 | 5545-Liquid biofuels | KTOE | FR | 2011 | nrg_107a | 85.6619
Primary production | 5545 | 5545-Liquid biofuels | KTOE | UK | 2010 | nrg_107a | 11.7649
Transformation output from Coke Ovens | 2130 | 2130-Coal Tar | KTOE | HU | 2011 | nrg_110a | 2.6377
Primary production | 5547 | 5547-Biodiesels | KTOE | HU | 2014 | nrg_110a | 4.9195
Primary production | 5547 | 5547-Biodiesels | KTOE | SE | 2012 | nrg_110a | 14.0342
Imports | 5547 | 5547-Biodiesels | KTOE | IT | 2011 | nrg_110a | 37.6226
Imports | 5547 | 5547-Biodiesels | KTOE | HR | 2011 | nrg_110a | 0.0083736
Imports | 5547 | 5547-Biodiesels | KTOE | LU | 2009 | nrg_110a | 1.7166
Imports | 5547 | 5547-Biodiesels | KTOE | TR | 2013 | nrg_110a | 13.7997
Primary production | 2100 | 2100-Hard coal and derivatives | KTOE | IT | 2012 | nrg_101a | 2.1269
Imports | 2100 | 2100-Hard coal and derivatives | KTOE | FI | 2011 | nrg_101a | 191.8685
Primary production | 5540 | 5540-Biomass and renewable wastes | KTOE | SK | 2014 | nrg_107a | 42.4625
Primary production | 5547 | 5547-Biodiesels | KTOE | TR | 2011 | nrg_107a | 0.46055
Primary production | 2118 | 2118-Sub-bituminous Coal | KTOE | TR | 2010 | nrg_110a | 21.2606
Imports | 2100 | 2100-Hard coal and derivatives | KTOE | NO | 2013 | nrg_101a | 29.9817
Imports | 2121 | 2121-Coke Oven Coke | KTOE | AT | 2014 | nrg_101a | 33.8
Transformation input in Coke Ovens | 2410 | 2410-Oil shale and oil sands | KTOE | EE | 2012 | nrg_101a | 0.87504
Imports | 5540 | 5540-Biomass and renewable wastes | KTOE | AL | 2014 | nrg_107a | 1.5031
Imports | 5547 | 5547-Biodiesels | KTOE | NO | 2014 | nrg_107a | 4.7939
Imports | 5547 | 5547-Biodiesels | KTOE | NO | 2013 | nrg_110a | 4.8106
Primary production | 2100 | 2100-Hard coal and derivatives | KTOE | PL | 2012 | nrg_101a | 1874.556
Imports | 2100 | 2100-Hard coal and derivatives | KTOE | BG | 2012 | nrg_101a | 65.0712
Imports | 2100 | 2100-Hard coal and derivatives | KTOE | RS | 2010 | nrg_101a | 26.2722
Imports | 3286 | 3286-Paraffin Waxes | KTOE | BG | 2013 | nrg_102a | 0.12142
Imports | 3286 | 3286-Paraffin Waxes | KTOE | RS | 2010 | nrg_102a | 0.1591
Primary production | 5540 | 5540-Biomass and renewable wastes | KTOE | PT | 2009 | nrg_107a | 134.1828
Imports | 5540 | 5540-Biomass and renewable wastes | KTOE | CY | 2013 | nrg_107a | 1.0634
Imports | 5540 | 5540-Biomass and renewable wastes | KTOE | RS | 2010 | nrg_107a | 0.058615
Consumption in BKB / PB Plants | 5540 | 5540-Biomass and renewable wastes | KTOE | LT | 2013 | nrg_107a | 0.0041868
Primary production | 5547 | 5547-Biodiesels | KTOE | PL | 2014 | nrg_107a | 27.3398
Imports | 3286 | 3286-Paraffin Waxes | KTOE | CZ | 2011 | nrg_110a | 0.40193
Primary production | 5547 | 5547-Biodiesels | KTOE | LV | 2014 | nrg_110a | 2.7884
Primary production | 5547 | 5547-Biodiesels | KTOE | MK | 2010 | nrg_110a | 0.075362
Imports | 5547 | 5547-Biodiesels | KTOE | RO | 2011 | nrg_110a | 3.1108
Imports | 2100 | 2100-Hard coal and derivatives | KTOE | EL | 2013 | nrg_101a | 9.3617
Imports | 2100 | 2100-Hard coal and derivatives | KTOE | PT | 2013 | nrg_101a | 105.8716
Transformation input in Coke Ovens | 2100 | 2100-Hard coal and derivatives | KTOE | BE | 2009 | nrg_101a | 59.9927
Transformation input in Coke Ovens | 2100 | 2100-Hard coal and derivatives | KTOE | HU | 2012 | nrg_101a | 42.4123
Transformation input in Coke Ovens | 2100 | 2100-Hard coal and derivatives | KTOE | RO | 2010 | nrg_101a | 0.083736
Transformation output from Coke Ovens | 2100 | 2100-Hard coal and derivatives | KTOE | FI | 2013 | nrg_101a | 26.1926
Transformation output from Coke Ovens | 2100 | 2100-Hard coal and derivatives | KTOE | FR | 2009 | nrg_101a | 94.4291
Imports | 2118 | 2118-Sub-bituminous Coal | KTOE | MK | 2011 | nrg_101a | 4.191
Imports | 2118 | 2118-Sub-bituminous Coal | KTOE | RO | 2011 | nrg_101a | 16.9775
Imports | 2121 | 2121-Coke Oven Coke | KTOE | RO | 2009 | nrg_101a | 16.9021
Transformation output from Coke Ovens | 2121 | 2121-Coke Oven Coke | KTOE | HU | 2013 | nrg_101a | 26.335
Transformation output from Coke Ovens | 2121 | 2121-Coke Oven Coke | KTOE | NL | 2010 | nrg_101a | 57.8532
Transformation output from Coke Ovens | 2121 | 2121-Coke Oven Coke | KTOE | SK | 2014 | nrg_101a | 44.4889
Imports | 3286 | 3286-Paraffin Waxes | KTOE | MK | 2009 | nrg_102a | 0.041868
Primary production | 5540 | 5540-Biomass and renewable wastes | KTOE | AT | 2014 | nrg_107a | 219.045
Imports | 5540 | 5540-Biomass and renewable wastes | KTOE | EL | 2009 | nrg_107a | 2.3823
Imports | 5540 | 5540-Biomass and renewable wastes | KTOE | MK | 2013 | nrg_107a | 0.36006
Imports | 5547 | 5547-Biodiesels | KTOE | PT | 2010 | nrg_107a | 0.64895
Imports | 5547 | 5547-Biodiesels | KTOE | PL | 2013 | nrg_107a | 6.2676
Primary production | 5547 | 5547-Biodiesels | KTOE | BE | 2010 | nrg_107a | 11.9491
Primary production | 5547 | 5547-Biodiesels | KTOE | AT | 2014 | nrg_107a | 9.8139
Imports | 2118 | 2118-Sub-bituminous Coal | KTOE | MK | 2009 | nrg_110a | 1.7668
Imports | 2121 | 2121-Coke Oven Coke | KTOE | EL | 2009 | nrg_110a | 0.029308
Imports | 2121 | 2121-Coke Oven Coke | KTOE | ES | 2012 | nrg_110a | 4.7897
Transformation input in Coke Ovens | 2121 | 2121-Coke Oven Coke | KTOE | HU | 2012 | nrg_110a | 0.14235
Transformation output from Coke Ovens | 2121 | 2121-Coke Oven Coke | KTOE | FR | 2011 | nrg_110a | 84.3012
Primary production | 3193 | 3193-Other hydrocarbons | KTOE | HU | 2014 | nrg_110a | 0.1591
Primary production | 5547 | 5547-Biodiesels | KTOE | AT | 2010 | nrg_110a | 10.1279
Imports | 5547 | 5547-Biodiesels | KTOE | EL | 2011 | nrg_110a | 0.49404
Primary production | 2100 | 2100-Hard coal and derivatives | KTOE | ES | 2012 | nrg_101a | 103.0246
Primary production | 2100 | 2100-Hard coal and derivatives | KTOE | RO | 2013 | nrg_101a | 1.0174
Primary production | 2100 | 2100-Hard coal and derivatives | KTOE | UK | 2012 | nrg_101a | 399.0397
Imports | 2100 | 2100-Hard coal and derivatives | KTOE | IS | 2013 | nrg_101a | 4.1366
Imports | 3244 | 3244-Other kerosene | KTOE | ES | 2011 | nrg_110a | 0.64477
Primary production | 5534 | 5534-Solar photovoltaic | KTOE | UK | 2010 | nrg_110a | 0.14654
Primary production | 55431 | 55431-Municipal waste (renewable) | KTOE | FR | 2013 | nrg_110a | 49.4922
Transformation input in Gas Works | 2130 | 2130-Coal Tar | KTOE | CZ | 2014 | nrg_101a | 2.4493
Transformation output from Coke Ovens | 2130 | 2130-Coal Tar | KTOE | PL | 2014 | nrg_101a | 14.478
Primary production | 2200 | 2200-Lignite and Derivatives | KTOE | RS | 2011 | nrg_101a | 327.6087
Primary production | 2200 | 2200-Lignite and Derivatives | KTOE | SI | 2010 | nrg_101a | 50.0741
Transformation input in BKB / PB Plants | 2200 | 2200-Lignite and Derivatives | KTOE | FI | 2012 | nrg_101a | 0.48148
Transformation input in Gas Works | 2200 | 2200-Lignite and Derivatives | KTOE | CZ | 2013 | nrg_101a | 16.7891
Transformation output from BKB / PB Plants | 2200 | 2200-Lignite and Derivatives | KTOE | RS | 2013 | nrg_101a | 10.3205
Imports | 3244 | 3244-Other kerosene | KTOE | HR | 2012 | nrg_102a | 0.041868
Imports | 3244 | 3244-Other kerosene | KTOE | LU | 2011 | nrg_102a | 0.041868
Imports | 3244 | 3244-Other kerosene | KTOE | IT | 2011 | nrg_102a | 23.781
Imports | 3244 | 3244-Other kerosene | KTOE | NL | 2011 | nrg_102a | 16.4625
Primary production | 5534 | 5534-Solar photovoltaic | KTOE | BG | 2009 | nrg_107a | 0.01256
Primary production | 5534 | 5534-Solar photovoltaic | KTOE | DK | 2009 | nrg_107a | 0.01256
Primary production | 5534 | 5534-Solar photovoltaic | KTOE | EL | 2010 | nrg_107a | 0.5694
Primary production | 5534 | 5534-Solar photovoltaic | KTOE | IT | 2011 | nrg_107a | 38.8661
Primary production | 55431 | 55431-Municipal waste (renewable) | KTOE | BG | 2011 | nrg_107a | 0.41449
Primary production | 55431 | 55431-Municipal waste (renewable) | KTOE | DK | 2011 | nrg_107a | 21.135
Primary production | 55431 | 55431-Municipal waste (renewable) | KTOE | IE | 2013 | nrg_107a | 2.039
Primary production | 55431 | 55431-Municipal waste (renewable) | KTOE | IT | 2013 | nrg_107a | 34.65
Primary production | 55431 | 55431-Municipal waste (renewable) | KTOE | SE | 2012 | nrg_107a | 32.2174
Imports | 5545 | 5545-Liquid biofuels | KTOE | CZ | 2010 | nrg_107a | 2.8721
Primary production | 5545 | 5545-Liquid biofuels | KTOE | ES | 2010 | nrg_107a | 42.8226
Imports | 2130 | 2130-Coal Tar | KTOE | UA | 2011 | nrg_110a | 0.75362
Transformation output from Coke Ovens | 2130 | 2130-Coal Tar | KTOE | SK | 2012 | nrg_110a | 2.2609
Imports | 3244 | 3244-Other kerosene | KTOE | UA | 2014 | nrg_110a | 5.782
Imports | 3244 | 3244-Other kerosene | KTOE | CZ | 2012 | nrg_110a | 0.12979
Imports | 3244 | 3244-Other kerosene | KTOE | DE | 2012 | nrg_110a | 0.46892
Imports | 3244 | 3244-Other kerosene | KTOE | HR | 2014 | nrg_110a | 0.087923
Consumption in Oil and gas extraction | 3244 | 3244-Other kerosene | KTOE | RO | 2010 | nrg_110a | 0.041868
Primary production | 5534 | 5534-Solar photovoltaic | KTOE | CZ | 2013 | nrg_110a | 7.3185
Primary production | 5534 | 5534-Solar photovoltaic | KTOE | CY | 2014 | nrg_110a | 0.30145
Primary production | 5534 | 5534-Solar photovoltaic | KTOE | FI | 2013 | nrg_110a | 0.025121
Primary production | 5534 | 5534-Solar photovoltaic | KTOE | EL | 2012 | nrg_110a | 6.1002
Primary production | 5534 | 5534-Solar photovoltaic | KTOE | RO | 2013 | nrg_110a | 1.5114
Primary production | 55431 | 55431-Municipal waste (renewable) | KTOE | DE | 2011 | nrg_110a | 100.6716
Primary production | 55431 | 55431-Municipal waste (renewable) | KTOE | ES | 2014 | nrg_110a | 8.5494
Primary production | 55431 | 55431-Municipal waste (renewable) | KTOE | IE | 2013 | nrg_110a | 2.039
Primary production | 55431 | 55431-Municipal waste (renewable) | KTOE | SE | 2014 | nrg_110a | 35.9102
Transformation output from Coke Ovens | 2130 | 2130-Coal Tar | KTOE | UK | 2012 | nrg_101a | 5.6564
Primary production | 2200 | 2200-Lignite and Derivatives | KTOE | LV | 2009 | nrg_101a | 0.25121
Imports | 2200 | 2200-Lignite and Derivatives | KTOE | BE | 2010 | nrg_101a | 5.962
Transformation input in BKB / PB Plants | 2200 | 2200-Lignite and Derivatives | KTOE | BG | 2009 | nrg_101a | 40.7124
Transformation input in BKB / PB Plants | 2200 | 2200-Lignite and Derivatives | KTOE | LT | 2013 | nrg_101a | 0.11723
Transformation input in BKB / PB Plants | 2200 | 2200-Lignite and Derivatives | KTOE | UA | 2009 | nrg_101a | 3.3578
Imports | 2200 | 2200-Lignite and Derivatives | KTOE | SE | 2010 | nrg_101a | 4.7227
Imports | 2200 | 2200-Lignite and Derivatives | KTOE | UA | 2012 | nrg_101a | 0.23027
Imports | 2200 | 2200-Lignite and Derivatives | KTOE | XK | 2009 | nrg_101a | 0.10048
Transformation output from BKB / PB Plants | 2200 | 2200-Lignite and Derivatives | KTOE | CZ | 2010 | nrg_101a | 2.9015
Imports | 3244 | 3244-Other kerosene | KTOE | BE | 2014 | nrg_102a | 3.0522
Primary production | 5534 | 5534-Solar photovoltaic | KTOE | LT | 2014 | nrg_107a | 0.26377
Primary production | 55431 | 55431-Municipal waste (renewable) | KTOE | NL | 2014 | nrg_107a | 33.2516
Imports | 5545 | 5545-Liquid biofuels | KTOE | SI | 2014 | nrg_107a | 1.8715
Primary production | 5545 | 5545-Liquid biofuels | KTOE | IT | 2014 | nrg_107a | 25.6902
Primary production | 5545 | 5545-Liquid biofuels | KTOE | LT | 2009 | nrg_107a | 4.5176
Primary production | 5545 | 5545-Liquid biofuels | KTOE | MT | 2013 | nrg_107a | 0.041868
Primary production | 5545 | 5545-Liquid biofuels | KTOE | NL | 2010 | nrg_107a | 15.2065
Imports | 5545 | 5545-Liquid biofuels | KTOE | AT | 2010 | nrg_107a | 14.2393
Transformation output from Coke Ovens | 2130 | 2130-Coal Tar | KTOE | BE | 2012 | nrg_110a | 2.3739
Imports | 3244 | 3244-Other kerosene | KTOE | FI | 2009 | nrg_110a | 34.8425
Primary production | 5534 | 5534-Solar photovoltaic | KTOE | LU | 2009 | nrg_110a | 0.071176
Primary production | 55431 | 55431-Municipal waste (renewable) | KTOE | NL | 2012 | nrg_110a | 35.7595
Primary production | 5534 | 5534-Solar photovoltaic | KTOE | SI | 2012 | nrg_110a | 0.58615
Primary production | 5534 | 5534-Solar photovoltaic | KTOE | SK | 2014 | nrg_107a | 2.1478
Primary production | 2200 | 2200-Lignite and Derivatives | KTOE | SK | 2010 | nrg_101a | 25.6818
Primary production | 55431 | 55431-Municipal waste (renewable) | KTOE | SK | 2009 | nrg_110a | 1.0341
Primary production | 5545 | 5545-Liquid biofuels | KTOE | SK | 2013 | nrg_107a | 6.1797
Primary production | 2200 | 2200-Lignite and Derivatives | KTOE | TR | 2013 | nrg_101a | 585.21
Primary production | 5534 | 5534-Solar photovoltaic | KTOE | UA | 2010 | nrg_107a | 0.0041868
Imports | 2130 | 2130-Coal Tar | KTOE | PL | 2012 | nrg_101a | 0.37681
Transformation input in BKB / PB Plants | 2200 | 2200-Lignite and Derivatives | KTOE | EE | 2010 | nrg_101a | 1.4403
Imports | 2200 | 2200-Lignite and Derivatives | KTOE | PL | 2013 | nrg_101a | 2.3781
Primary production | 55431 | 55431-Municipal waste (renewable) | KTOE | PL | 2009 | nrg_107a | 0.029308
Imports | 3244 | 3244-Other kerosene | KTOE | PL | 2009 | nrg_110a | 0.041868
Imports | 3244 | 3244-Other kerosene | KTOE | AT | 2011 | nrg_110a | 0.041868
Primary production | 55431 | 55431-Municipal waste (renewable) | KTOE | NO | 2011 | nrg_110a | 7.1636
Consumption in Gas Works | 2130 | 2130-Coal Tar | KTOE | CZ | 2010 | nrg_101a | 2.0725
Imports | 3244 | 3244-Other kerosene | KTOE | RO | 2013 | nrg_102a | 0.041868
Primary production | 5534 | 5534-Solar photovoltaic | KTOE | HR | 2014 | nrg_107a | 0.1256
Primary production | 55431 | 55431-Municipal waste (renewable) | KTOE | RO | 2014 | nrg_107a | 0.079549
Primary production | 5545 | 5545-Liquid biofuels | KTOE | HR | 2010 | nrg_107a | 0.51079
Imports | 2130 | 2130-Coal Tar | KTOE | CZ | 2013 | nrg_110a | 11.4593
Primary production | 5534 | 5534-Solar photovoltaic | KTOE | FR | 2011 | nrg_110a | 7.4818
Primary production | 55431 | 55431-Municipal waste (renewable) | KTOE | FR | 2009 | nrg_110a | 48.7176
Primary production | 55431 | 55431-Municipal waste (renewable) | KTOE | PL | 2010 | nrg_110a | 0.12142
Transformation output from Coke Ovens | 2130 | 2130-Coal Tar | KTOE | ES | 2009 | nrg_101a | 2.5246
Transformation output from Coke Ovens | 2130 | 2130-Coal Tar | KTOE | PL | 2010 | nrg_101a | 16.4751
Transformation output from Coke Ovens | 2130 | 2130-Coal Tar | KTOE | NL | 2014 | nrg_101a | 3.4667
Primary production | 2200 | 2200-Lignite and Derivatives | KTOE | AT | 2010 | nrg_101a | 0.0083736
Primary production | 2200 | 2200-Lignite and Derivatives | KTOE | ME | 2009 | nrg_101a | 8.8132
Transformation input in BKB / PB Plants | 2200 | 2200-Lignite and Derivatives | KTOE | DE | 2009 | nrg_101a | 100.4455
Transformation input in BKB / PB Plants | 2200 | 2200-Lignite and Derivatives | KTOE | IE | 2009 | nrg_101a | 4.7478
Consumption in Coal Mines | 2200 | 2200-Lignite and Derivatives | KTOE | RO | 2014 | nrg_101a | 0.0083736
Transformation output from BKB / PB Plants | 2200 | 2200-Lignite and Derivatives | KTOE | RS | 2009 | nrg_101a | 8.7002
Primary production | 5534 | 5534-Solar photovoltaic | KTOE | AT | 2012 | nrg_107a | 1.2142
Primary production | 55431 | 55431-Municipal waste (renewable) | KTOE | AT | 2014 | nrg_107a | 7.5153
Transformation output from Coke Ovens | 2130 | 2130-Coal Tar | KTOE | FR | 2011 | nrg_110a | 3.2029
Imports | 3244 | 3244-Other kerosene | KTOE | PT | 2010 | nrg_110a | 0.041868
Transformation input in Coke Ovens | 2130 | 2130-Coal Tar | KTOE | UA | 2013 | nrg_101a | 30.1994
Imports | 2200 | 2200-Lignite and Derivatives | KTOE | CZ | 2014 | nrg_101a | 18.3884
Imports | 2200 | 2200-Lignite and Derivatives | KTOE | IE | 2011 | nrg_101a | 0.43961
Transformation input in Gas Works | 2200 | 2200-Lignite and Derivatives | KTOE | CZ | 2009 | nrg_101a | 19.0164
Consumption in Coal Mines | 2200 | 2200-Lignite and Derivatives | KTOE | PL | 2011 | nrg_101a | 0.2219
Consumption in Coal Mines | 2200 | 2200-Lignite and Derivatives | KTOE | SK | 2014 | nrg_101a | 0.01256
Consumption in BKB / PB Plants | 2200 | 2200-Lignite and Derivatives | KTOE | DE | 2014 | nrg_101a | 9.5878
Primary production | 5534 | 5534-Solar photovoltaic | KTOE | SI | 2012 | nrg_107a | 0.58615
Primary production | 55431 | 55431-Municipal waste (renewable) | KTOE | IS | 2009 | nrg_107a | 0.020934
Primary production | 55431 | 55431-Municipal waste (renewable) | KTOE | IE | 2009 | nrg_107a | 0.21353
Primary production | 55431 | 55431-Municipal waste (renewable) | KTOE | IT | 2009 | nrg_107a | 28.7214
Imports | 55431 | 55431-Municipal waste (renewable) | KTOE | HU | 2012 | nrg_107a | 0.037681
Imports | 55431 | 55431-Municipal waste (renewable) | KTOE | NL | 2014 | nrg_107a | 8.4322
Imports | 5545 | 5545-Liquid biofuels | KTOE | DE | 2012 | nrg_107a | 49.5759
Imports | 5545 | 5545-Liquid biofuels | KTOE | HU | 2014 | nrg_107a | 4.9572
Imports | 5545 | 5545-Liquid biofuels | KTOE | HR | 2012 | nrg_107a | 0.12979
Imports | 5545 | 5545-Liquid biofuels | KTOE | LT | 2011 | nrg_107a | 1.4947
Imports | 5545 | 5545-Liquid biofuels | KTOE | IT | 2011 | nrg_107a | 59.6954
Imports | 5545 | 5545-Liquid biofuels | KTOE | NL | 2011 | nrg_107a | 6.2425
Imports | 5545 | 5545-Liquid biofuels | KTOE | MT | 2011 | nrg_107a | 0.050242
Primary production | 5545 | 5545-Liquid biofuels | KTOE | BE | 2013 | nrg_107a | 18.5392
Primary production | 5545 | 5545-Liquid biofuels | KTOE | EL | 2012 | nrg_107a | 5.2042
Primary production | 5545 | 5545-Liquid biofuels | KTOE | IE | 2013 | nrg_107a | 0.91272
Primary production | 5545 | 5545-Liquid biofuels | KTOE | SE | 2014 | nrg_107a | 10.9569
Imports | 2100 | 2100-Hard coal and derivatives | KTOE | HR | 2010 | nrg_101a | 28.3279
Imports | 2100 | 2100-Hard coal and derivatives | KTOE | LV | 2010 | nrg_101a | 4.8064
Imports | 2100 | 2100-Hard coal and derivatives | KTOE | LU | 2010 | nrg_101a | 2.5791
Imports | 2100 | 2100-Hard coal and derivatives | KTOE | MD | 2009 | nrg_101a | 3.295
Imports | 2100 | 2100-Hard coal and derivatives | KTOE | TR | 2011 | nrg_101a | 650.5324
Transformation input in Coke Ovens | 2100 | 2100-Hard coal and derivatives | KTOE | SK | 2010 | nrg_101a | 62.9527
Transformation input in Gas Works | 2100 | 2100-Hard coal and derivatives | KTOE | UA | 2014 | nrg_101a | 1.2812
Primary production | 2118 | 2118-Sub-bituminous Coal | KTOE | RO | 2010 | nrg_101a | 0.087923
Consumption in Coal Mines | 2118 | 2118-Sub-bituminous Coal | KTOE | RO | 2009 | nrg_101a | 0.12142
Imports | 2121 | 2121-Coke Oven Coke | KTOE | DE | 2012 | nrg_101a | 92.7376
Imports | 2121 | 2121-Coke Oven Coke | KTOE | HU | 2014 | nrg_101a | 1.256
Imports | 2121 | 2121-Coke Oven Coke | KTOE | HR | 2011 | nrg_101a | 0.77037
Imports | 2121 | 2121-Coke Oven Coke | KTOE | LT | 2011 | nrg_101a | 0.51498
Imports | 2121 | 2121-Coke Oven Coke | KTOE | IT | 2010 | nrg_101a | 0.51498
Imports | 3193 | 3193-Other hydrocarbons | KTOE | LV | 2011 | nrg_102a | 0.1591
Imports | 3286 | 3286-Paraffin Waxes | KTOE | HR | 2010 | nrg_102a | 0.26796
Imports | 3286 | 3286-Paraffin Waxes | KTOE | FR | 2013 | nrg_102a | 2.4409
Imports | 3286 | 3286-Paraffin Waxes | KTOE | LV | 2012 | nrg_102a | 0.29308
Imports | 3286 | 3286-Paraffin Waxes | KTOE | SK | 2010 | nrg_102a | 0.17166
Primary production | 5540 | 5540-Biomass and renewable wastes | KTOE | EE | 2012 | nrg_107a | 42.5128
Primary production | 5540 | 5540-Biomass and renewable wastes | KTOE | IE | 2009 | nrg_107a | 12.3511
Primary production | 5540 | 5540-Biomass and renewable wastes | KTOE | IT | 2009 | nrg_107a | 400.1618
Primary production | 5540 | 5540-Biomass and renewable wastes | KTOE | IS | 2009 | nrg_107a | 0.037681
Primary production | 5540 | 5540-Biomass and renewable wastes | KTOE | XK | 2012 | nrg_107a | 10.2367
Imports | 5540 | 5540-Biomass and renewable wastes | KTOE | DE | 2014 | nrg_107a | 46.2893
Imports | 5540 | 5540-Biomass and renewable wastes | KTOE | HU | 2010 | nrg_107a | 4.8902
Imports | 5540 | 5540-Biomass and renewable wastes | KTOE | LT | 2011 | nrg_107a | 6.1588
Imports | 5540 | 5540-Biomass and renewable wastes | KTOE | LU | 2010 | nrg_107a | 1.8548
Imports | 5540 | 5540-Biomass and renewable wastes | KTOE | LV | 2013 | nrg_107a | 2.3446
Imports | 5540 | 5540-Biomass and renewable wastes | KTOE | NL | 2012 | nrg_107a | 31.849
Primary production | 5547 | 5547-Biodiesels | KTOE | ES | 2014 | nrg_107a | 44.8323
Primary production | 5547 | 5547-Biodiesels | KTOE | SE | 2010 | nrg_107a | 7.4274
Imports | 5547 | 5547-Biodiesels | KTOE | IT | 2009 | nrg_107a | 17.2036
Imports | 2121 | 2121-Coke Oven Coke | KTOE | FR | 2009 | nrg_110a | 29.8686
Imports | 2121 | 2121-Coke Oven Coke | KTOE | HU | 2013 | nrg_110a | 0.25539
Imports | 3286 | 3286-Paraffin Waxes | KTOE | IE | 2012 | nrg_110a | 0.48148
Imports | 3286 | 3286-Paraffin Waxes | KTOE | NL | 2012 | nrg_110a | 4.4422
Primary production | 5547 | 5547-Biodiesels | KTOE | DE | 2013 | nrg_110a | 111.6913
Primary production | 5547 | 5547-Biodiesels | KTOE | DK | 2011 | nrg_110a | 2.9643
Primary production | 5547 | 5547-Biodiesels | KTOE | SE | 2014 | nrg_110a | 4.4715
Imports | 5547 | 5547-Biodiesels | KTOE | FR | 2009 | nrg_110a | 12.1501
Imports | 5547 | 5547-Biodiesels | KTOE | HR | 2013 | nrg_110a | 0.037681
Imports | 5547 | 5547-Biodiesels | KTOE | IT | 2013 | nrg_110a | 36.2619
Imports | 5547 | 5547-Biodiesels | KTOE | LU | 2011 | nrg_110a | 1.6412
Imports | 5547 | 5547-Biodiesels | KTOE | MT | 2012 | nrg_110a | 0.087923
Primary production | 2100 | 2100-Hard coal and derivatives | KTOE | IT | 2014 | nrg_101a | 2.286
Imports | 2100 | 2100-Hard coal and derivatives | KTOE | AT | 2010 | nrg_101a | 139.9522
Imports | 2100 | 2100-Hard coal and derivatives | KTOE | FI | 2013 | nrg_101a | 142.0539
Imports | 2100 | 2100-Hard coal and derivatives | KTOE | UA | 2010 | nrg_101a | 327.144
Imports | 2100 | 2100-Hard coal and derivatives | KTOE | XK | 2013 | nrg_101a | 0.47311
Transformation input in Patent Fuel Plants | 2100 | 2100-Hard coal and derivatives | KTOE | PL | 2014 | nrg_101a | 0.087923
Consumption in Coal Mines | 2100 | 2100-Hard coal and derivatives | KTOE | UA | 2009 | nrg_101a | 2.4995
Primary production | 5540 | 5540-Biomass and renewable wastes | KTOE | TR | 2009 | nrg_107a | 194.368
Primary production | 5547 | 5547-Biodiesels | KTOE | TR | 2014 | nrg_110a | 1.4193
Imports | 2121 | 2121-Coke Oven Coke | KTOE | PL | 2014 | nrg_101a | 5.4721
Imports | 5540 | 5540-Biomass and renewable wastes | KTOE | AT | 2013 | nrg_107a | 40.4612
Imports | 5540 | 5540-Biomass and renewable wastes | KTOE | PL | 2009 | nrg_107a | 9.4747
Transformation input in Coke Ovens | 2410 | 2410-Oil shale and oil sands | KTOE | EE | 2014 | nrg_110a | 1.1346
Imports | 2100 | 2100-Hard coal and derivatives | KTOE | EE | 2011 | nrg_101a | 1.8213
Transformation input in Coke Ovens | 2100 | 2100-Hard coal and derivatives | KTOE | DE | 2012 | nrg_101a | 301.1649
Consumption in Gas Works | 2100 | 2100-Hard coal and derivatives | KTOE | CZ | 2011 | nrg_101a | 1.8464
Imports | 2121 | 2121-Coke Oven Coke | KTOE | BG | 2009 | nrg_101a | 2.0222
Imports | 2121 | 2121-Coke Oven Coke | KTOE | RS | 2012 | nrg_101a | 4.7604
Imports | 2121 | 2121-Coke Oven Coke | KTOE | SE | 2012 | nrg_101a | 2.6209
Imports | 3286 | 3286-Paraffin Waxes | KTOE | RO | 2013 | nrg_102a | 0.2847
Consumption in Oil and gas extraction | 3105 | 3105-Crude oil (without NGL) | KTOE | UA | 2013 | nrg_110a | 0.083736
Imports | 3105 | 3105-Crude oil (without NGL) | KTOE | IT | 2011 | nrg_110a | 3070.7959
Imports | 3105 | 3105-Crude oil (without NGL) | KTOE | HR | 2010 | nrg_110a | 149.1966
Imports | 3105 | 3105-Crude oil (without NGL) | KTOE | NL | 2011 | nrg_110a | 1977.0237
Imports | 3105 | 3105-Crude oil (without NGL) | KTOE | SK | 2009 | nrg_110a | 232.9996
Imports | 3270A | 3270A-Total fuel oil | KTOE | DE | 2013 | nrg_110a | 100.0017
Imports | 3270A | 3270A-Total fuel oil | KTOE | IS | 2013 | nrg_110a | 4.3585
Imports | 3270A | 3270A-Total fuel oil | KTOE | HU | 2011 | nrg_110a | 0.51916
Imports | 3270A | 3270A-Total fuel oil | KTOE | LU | 2011 | nrg_110a | 0.079549
Imports | 3270A | 3270A-Total fuel oil | KTOE | LV | 2012 | nrg_110a | 6.7617
Imports | 3270A | 3270A-Total fuel oil | KTOE | MT | 2012 | nrg_110a | 65.2387
Consumption in Oil and gas extraction | 3270A | 3270A-Total fuel oil | KTOE | RO | 2010 | nrg_110a | 1.0802
Primary production | 4000 | 4000-Gas | KTOE | BG | 2012 | nrg_110a | 12.9079
Primary production | 4000 | 4000-Gas | KTOE | DE | 2013 | nrg_110a | 371.1891
Primary production | 4000 | 4000-Gas | KTOE | IE | 2009 | nrg_110a | 10.1572
Primary production | 4000 | 4000-Gas | KTOE | RS | 2013 | nrg_110a | 17.7102
Imports | 4000 | 4000-Gas | KTOE | CZ | 2012 | nrg_110a | 255.7088
Imports | 4000 | 4000-Gas | KTOE | FR | 2012 | nrg_110a | 1773.7001
Imports | 4000 | 4000-Gas | KTOE | IT | 2013 | nrg_110a | 2124.8136
Imports | 4000 | 4000-Gas | KTOE | IE | 2009 | nrg_110a | 167.9954
Transformation input in Gas Works | 4000 | 4000-Gas | KTOE | DK | 2013 | nrg_110a | 0.63221
Consumption in Coal Mines | 4000 | 4000-Gas | KTOE | SK | 2010 | nrg_110a | 0.0041868
Consumption in Coke Ovens | 4000 | 4000-Gas | KTOE | BE | 2012 | nrg_110a | 5.7066
Consumption in Coke Ovens | 4000 | 4000-Gas | KTOE | IT | 2014 | nrg_110a | 0.84155
Primary production | 4100 | 4100-Natural gas | KTOE | DE | 2013 | nrg_110a | 371.1891
Primary production | 4100 | 4100-Natural gas | KTOE | DK | 2012 | nrg_110a | 216.0012
Primary production | 4100 | 4100-Natural gas | KTOE | ES | 2014 | nrg_110a | 0.87085
Primary production | 4100 | 4100-Natural gas | KTOE | IT | 2009 | nrg_110a | 274.7629
Primary production | 4100 | 4100-Natural gas | KTOE | RS | 2011 | nrg_110a | 16.9398
Primary production | 4100 | 4100-Natural gas | KTOE | UK | 2012 | nrg_110a | 1467.0924
Imports | 4100 | 4100-Natural gas | KTOE | FR | 2009 | nrg_110a | 1704.8482
Imports | 4100 | 4100-Natural gas | KTOE | IE | 2009 | nrg_110a | 167.9954
Imports | 4100 | 4100-Natural gas | KTOE | IT | 2013 | nrg_110a | 2124.8136
Imports | 4100 | 4100-Natural gas | KTOE | LU | 2013 | nrg_110a | 37.2583
Imports | 4100 | 4100-Natural gas | KTOE | LT | 2010 | nrg_110a | 104.021
Consumption in Oil and gas extraction | 4100 | 4100-Natural gas | KTOE | NO | 2012 | nrg_110a | 150.9634
Consumption in Oil and gas extraction | 4100 | 4100-Natural gas | KTOE | RS | 2014 | nrg_110a | 2.6293
Consumption in Oil and gas extraction | 4100 | 4100-Natural gas | KTOE | UK | 2009 | nrg_110a | 197.998
Consumption in Coke Ovens | 4100 | 4100-Natural gas | KTOE | HU | 2012 | nrg_110a | 0.041868
Consumption in Coke Ovens | 4100 | 4100-Natural gas | KTOE | PL | 2012 | nrg_110a | 0.0041868
Consumption in Oil and gas extraction | 4000 | 4000-Gas | KTOE | HR | 2011 | nrg_100a | 5.1246
Consumption in Oil and gas extraction | 4000 | 4000-Gas | KTOE | FR | 2011 | nrg_100a | 0.8248
Consumption in Coke Ovens | 4000 | 4000-Gas | KTOE | DE | 2011 | nrg_100a | 22.7553
Consumption in Pipeline transport | 4000 | 4000-Gas | KTOE | DE | 2010 | nrg_100a | 15.173
Consumption in Pipeline transport | 4000 | 4000-Gas | KTOE | HU | 2012 | nrg_100a | 2.3739
Consumption in Pipeline transport | 4000 | 4000-Gas | KTOE | IT | 2013 | nrg_100a | 9.1817
Consumption in Pipeline transport | 4000 | 4000-Gas | KTOE | MD | 2013 | nrg_100a | 0.20097
Imports | 2210 | 2210-Lignite/Brown Coal | KTOE | SK | 2013 | nrg_101a | 6.2593
Primary production | 2210 | 2210-Lignite/Brown Coal | KTOE | HU | 2014 | nrg_101a | 66.4864
Imports | 2210 | 2210-Lignite/Brown Coal | KTOE | DE | 2013 | nrg_101a | 0.30145
Consumption in BKB / PB Plants | 2210 | 2210-Lignite/Brown Coal | KTOE | DE | 2010 | nrg_101a | 10.354
Primary production | 3105 | 3105-Crude oil (without NGL) | KTOE | BG | 2010 | nrg_102a | 0.9504
Primary production | 3105 | 3105-Crude oil (without NGL) | KTOE | EL | 2012 | nrg_102a | 3.9984
Imports | 3105 | 3105-Crude oil (without NGL) | KTOE | HR | 2009 | nrg_102a | 171.3574
Imports | 3105 | 3105-Crude oil (without NGL) | KTOE | LT | 2013 | nrg_102a | 380.6262
Consumption in Oil and gas extraction | 3105 | 3105-Crude oil (without NGL) | KTOE | UA | 2012 | nrg_102a | 0.083736
Imports | 3270A | 3270A-Total fuel oil | KTOE | TR | 2012 | nrg_102a | 36.5215
Imports | 3270A | 3270A-Total fuel oil | KTOE | DE | 2010 | nrg_102a | 107.1611
Imports | 3270A | 3270A-Total fuel oil | KTOE | IT | 2011 | nrg_102a | 34.001
Consumption in Oil and gas extraction | 3270A | 3270A-Total fuel oil | KTOE | RO | 2012 | nrg_102a | 0.762
Transformation input in Gas Works | 4000 | 4000-Gas | KTOE | DK | 2014 | nrg_103a | 0.67826
Transformation input in Gas Works | 4000 | 4000-Gas | KTOE | HR | 2013 | nrg_103a | 0.071176
Transformation input in Gas Works | 4000 | 4000-Gas | KTOE | SE | 2014 | nrg_103a | 0.30982
Transformation output from Coke Ovens | 4000 | 4000-Gas | KTOE | SK | 2012 | nrg_103a | 11.677
Consumption in Oil and gas extraction | 4000 | 4000-Gas | KTOE | IT | 2011 | nrg_103a | 33.6074
Consumption in Oil and gas extraction | 4000 | 4000-Gas | KTOE | UA | 2013 | nrg_103a | 15.6293
Imports | 3244 | 3244-Other kerosene | KTOE | IT | 2013 | nrg_110a | 24.296
Imports | 3244 | 3244-Other kerosene | KTOE | UA | 2010 | nrg_110a | 1.6329
Imports | 3244 | 3244-Other kerosene | KTOE | HR | 2010 | nrg_110a | 0.041868
Primary production | 5534 | 5534-Solar photovoltaic | KTOE | BG | 2013 | nrg_110a | 4.8986
Primary production | 5534 | 5534-Solar photovoltaic | KTOE | CY | 2010 | nrg_110a | 0.020934
Primary production | 5534 | 5534-Solar photovoltaic | KTOE | CZ | 2009 | nrg_110a | 0.3182
Primary production | 5534 | 5534-Solar photovoltaic | KTOE | FI | 2009 | nrg_110a | 0.016747
Primary production | 5535 | 5535-Tide, Wave and Ocean | KTOE | UK | 2011 | nrg_110a | 0.0041868
Primary production | 55431 | 55431-Municipal waste (renewable) | KTOE | BG | 2013 | nrg_110a | 0.64477
Primary production | 55431 | 55431-Municipal waste (renewable) | KTOE | CZ | 2011 | nrg_110a | 3.3453
Primary production | 55431 | 55431-Municipal waste (renewable) | KTOE | FI | 2012 | nrg_110a | 8.0805
Primary production | 55431 | 55431-Municipal waste (renewable) | KTOE | ES | 2010 | nrg_110a | 7.2934
Primary production | 55431 | 55431-Municipal waste (renewable) | KTOE | IE | 2009 | nrg_110a | 0.21353
Primary production | 55431 | 55431-Municipal waste (renewable) | KTOE | SE | 2010 | nrg_110a | 31.0996
Imports | 2130 | 2130-Coal Tar | KTOE | AT | 2014 | nrg_101a | 1.7333
Transformation output from Coke Ovens | 2130 | 2130-Coal Tar | KTOE | CZ | 2014 | nrg_101a | 7.4651
Transformation output from Coke Ovens | 2130 | 2130-Coal Tar | KTOE | UA | 2012 | nrg_101a | 32.0081
Transformation input in BKB / PB Plants | 2200 | 2200-Lignite and Derivatives | KTOE | LT | 2009 | nrg_101a | 0.15072
Imports | 2200 | 2200-Lignite and Derivatives | KTOE | FI | 2011 | nrg_101a | 1.0509
Transformation output from BKB / PB Plants | 2200 | 2200-Lignite and Derivatives | KTOE | FI | 2012 | nrg_101a | 0.56103
Imports | 3244 | 3244-Other kerosene | KTOE | BE | 2010 | nrg_102a | 2.9224
Imports | 3244 | 3244-Other kerosene | KTOE | AT | 2014 | nrg_102a | 0.041868
Imports | 3244 | 3244-Other kerosene | KTOE | SE | 2012 | nrg_102a | 0.041868
Imports | 3244 | 3244-Other kerosene | KTOE | UA | 2014 | nrg_102a | 5.782
Primary production | 55431 | 55431-Municipal waste (renewable) | KTOE | NL | 2010 | nrg_107a | 34.2062
Imports | 5545 | 5545-Liquid biofuels | KTOE | SI | 2010 | nrg_107a | 1.2393
Primary production | 5545 | 5545-Liquid biofuels | KTOE | IT | 2010 | nrg_107a | 35.3031
Imports | 2130 | 2130-Coal Tar | KTOE | BE | 2013 | nrg_110a | 6.2969
Transformation output from Coke Ovens | 2130 | 2130-Coal Tar | KTOE | AT | 2012 | nrg_110a | 1.8841
Consumption in Coke Ovens | 2130 | 2130-Coal Tar | KTOE | ES | 2012 | nrg_110a | 0.37681
Imports | 3244 | 3244-Other kerosene | KTOE | BE | 2014 | nrg_110a | 3.0522
Primary production | 5534 | 5534-Solar photovoltaic | KTOE | SK | 2013 | nrg_110a | 2.1185
Primary production | 2200 | 2200-Lignite and Derivatives | KTOE | PL | 2011 | nrg_101a | 525.4769
Transformation input in BKB / PB Plants | 2200 | 2200-Lignite and Derivatives | KTOE | RS | 2013 | nrg_101a | 16.5086
Imports | 3244 | 3244-Other kerosene | KTOE | PL | 2014 | nrg_102a | 0.041868
Imports | 5545 | 5545-Liquid biofuels | KTOE | NO | 2013 | nrg_107a | 5.3675
Imports | 5545 | 5545-Liquid biofuels | KTOE | PL | 2011 | nrg_107a | 22.2361
Imports | 3244 | 3244-Other kerosene | KTOE | NO | 2013 | nrg_110a | 6.1211
Imports | 2130 | 2130-Coal Tar | KTOE | CZ | 2013 | nrg_101a | 11.4593
Primary production | 2200 | 2200-Lignite and Derivatives | KTOE | RO | 2012 | nrg_101a | 264.723
Transformation input in Coke Ovens | 2200 | 2200-Lignite and Derivatives | KTOE | DE | 2013 | nrg_101a | 5.1163
Primary production | 5534 | 5534-Solar photovoltaic | KTOE | PT | 2014 | nrg_107a | 2.2567
Imports | 5545 | 5545-Liquid biofuels | KTOE | BG | 2013 | nrg_107a | 3.7514
Imports | 5545 | 5545-Liquid biofuels | KTOE | CY | 2011 | nrg_107a | 0.4438
Primary production | 5545 | 5545-Liquid biofuels | KTOE | PT | 2012 | nrg_107a | 11.43
Consumption in Gas Works | 2130 | 2130-Coal Tar | KTOE | CZ | 2011 | nrg_110a | 1.8464
Imports | 3244 | 3244-Other kerosene | KTOE | CY | 2014 | nrg_110a | 0.5694
Primary production | 5534 | 5534-Solar photovoltaic | KTOE | PT | 2012 | nrg_110a | 1.4151
Transformation output from Coke Ovens | 2130 | 2130-Coal Tar | KTOE | HU | 2012 | nrg_101a | 2.2609
Transformation output from Coke Ovens | 2130 | 2130-Coal Tar | KTOE | NL | 2009 | nrg_101a | 3.2783
Transformation output from Coke Ovens | 2130 | 2130-Coal Tar | KTOE | SK | 2013 | nrg_101a | 2.0725
Primary production | 2200 | 2200-Lignite and Derivatives | KTOE | AL | 2013 | nrg_101a | 0.029308
Imports | 2200 | 2200-Lignite and Derivatives | KTOE | MK | 2010 | nrg_101a | 0.30982
Transformation output from BKB / PB Plants | 2200 | 2200-Lignite and Derivatives | KTOE | UA | 2012 | nrg_101a | 4.1994
Primary production | 5534 | 5534-Solar photovoltaic | KTOE | MK | 2014 | nrg_107a | 0.050242
Primary production | 55431 | 55431-Municipal waste (renewable) | KTOE | AT | 2009 | nrg_107a | 5.4135
Primary production | 5545 | 5545-Liquid biofuels | KTOE | AT | 2013 | nrg_107a | 9.6087
Primary production | 5545 | 5545-Liquid biofuels | KTOE | LV | 2011 | nrg_107a | 2.2776
Transformation output from Coke Ovens | 2130 | 2130-Coal Tar | KTOE | ES | 2014 | nrg_110a | 2.3362
Transformation output from Coke Ovens | 2130 | 2130-Coal Tar | KTOE | FI | 2010 | nrg_110a | 0.22609
Primary production | 5534 | 5534-Solar photovoltaic | KTOE | MK | 2011 | nrg_110a | 0.0041868
Primary production | 5535 | 5535-Tide, Wave and Ocean | KTOE | FR | 2011 | nrg_110a | 1.7166
Primary production | 2200 | 2200-Lignite and Derivatives | KTOE | CZ | 2013 | nrg_101a | 500.7329
Consumption in Coke Ovens | 4000 | 4000-Gas | KTOE | AT | 2014 | nrg_103a | 6.3891
Consumption in Coke Ovens | 4000 | 4000-Gas | KTOE | HU | 2010 | nrg_103a | 3.7053
Consumption in Coke Ovens | 4000 | 4000-Gas | KTOE | IT | 2010 | nrg_103a | 0.15491
Consumption in Coke Ovens | 4000 | 4000-Gas | KTOE | NL | 2014 | nrg_103a | 7.733
Consumption in Gas Works | 4000 | 4000-Gas | KTOE | PL | 2010 | nrg_103a | 0.01256
Consumption in Pipeline transport | 4000 | 4000-Gas | KTOE | BG | 2010 | nrg_103a | 5.895
Primary production | 4100 | 4100-Natural gas | KTOE | DE | 2013 | nrg_103a | 371.1891
Primary production | 4100 | 4100-Natural gas | KTOE | IE | 2013 | nrg_103a | 6.075
Primary production | 4100 | 4100-Natural gas | KTOE | RS | 2014 | nrg_103a | 18.5768
Imports | 4100 | 4100-Natural gas | KTOE | HU | 2014 | nrg_103a | 311.343
Imports | 4100 | 4100-Natural gas | KTOE | LU | 2011 | nrg_103a | 43.2203
Imports | 4100 | 4100-Natural gas | KTOE | LV | 2013 | nrg_103a | 58.3012
Imports | 4100 | 4100-Natural gas | KTOE | TR | 2012 | nrg_103a | 1583.1212
Consumption in Oil and gas extraction | 4100 | 4100-Natural gas | KTOE | LT | 2010 | nrg_103a | 0.0041868
Consumption in Oil and gas extraction | 4100 | 4100-Natural gas | KTOE | NL | 2010 | nrg_103a | 27.0928
Consumption in Oil and gas extraction | 4100 | 4100-Natural gas | KTOE | RS | 2011 | nrg_103a | 1.5407
Consumption in Coal Mines | 4100 | 4100-Natural gas | KTOE | UK | 2012 | nrg_103a | 0.62802
Consumption in Pipeline transport | 4100 | 4100-Natural gas | KTOE | BE | 2014 | nrg_103a | 1.905
Consumption in Pipeline transport | 4100 | 4100-Natural gas | KTOE | BG | 2012 | nrg_103a | 8.5201
Primary production | 4000 | 4000-Gas | KTOE | EL | 2012 | nrg_103a | 0.28889
Primary production | 4000 | 4000-Gas | KTOE | IE | 2013 | nrg_103a | 6.075
Primary production | 4000 | 4000-Gas | KTOE | RO | 2014 | nrg_103a | 366.994
Imports | 4000 | 4000-Gas | KTOE | HU | 2013 | nrg_103a | 283.3459
Imports | 4000 | 4000-Gas | KTOE | LU | 2014 | nrg_103a | 35.3031
Imports | 4000 | 4000-Gas | KTOE | LT | 2014 | nrg_103a | 89.7524
Imports | 4000 | 4000-Gas | KTOE | IT | 2011 | nrg_103a | 2412.9533
Imports | 4000 | 4000-Gas | KTOE | LV | 2014 | nrg_103a | 32.6612
Primary production | 5100 | 5100-Nuclear heat | KTOE | CZ | 2011 | nrg_104a | 306.3775
Primary production | 5100 | 5100-Nuclear heat | KTOE | FI | 2010 | nrg_104a | 246.2383
Primary production | 5100 | 5100-Nuclear heat | KTOE | HU | 2010 | nrg_104a | 170.721
Imports | 7200 | 7200-Waste (non-renewable) | KTOE | NL | 2012 | nrg_108a | 4.325
Primary production | 7200 | 7200-Waste (non-renewable) | KTOE | CZ | 2012 | nrg_108a | 9.4077
Primary production | 7200 | 7200-Waste (non-renewable) | KTOE | DE | 2013 | nrg_108a | 171.9686
Primary production | 7200 | 7200-Waste (non-renewable) | KTOE | FI | 2012 | nrg_108a | 7.6995
Primary production | 7200 | 7200-Waste (non-renewable) | KTOE | IS | 2009 | nrg_108a | 0.020934
Primary production | 7200 | 7200-Waste (non-renewable) | KTOE | RS | 2013 | nrg_108a | 0.037681
Primary production | 2210 | 2210-Lignite/Brown Coal | KTOE | BG | 2012 | nrg_110a | 234.6534
Imports | 2210 | 2210-Lignite/Brown Coal | KTOE | FR | 2011 | nrg_110a | 1.3942
Imports | 2210 | 2210-Lignite/Brown Coal | KTOE | SK | 2012 | nrg_110a | 9.5375
Consumption in Coal Mines | 2210 | 2210-Lignite/Brown Coal | KTOE | SK | 2014 | nrg_110a | 0.01256
Imports | 3270A | 3270A-Total fuel oil | KTOE | CZ | 2014 | nrg_110a | 0.51916
Imports | 3270A | 3270A-Total fuel oil | KTOE | DE | 2009 | nrg_110a | 121.681
Imports | 3270A | 3270A-Total fuel oil | KTOE | HR | 2012 | nrg_110a | 2.5205
Imports | 3270A | 3270A-Total fuel oil | KTOE | IS | 2009 | nrg_110a | 3.8393
Imports | 3270A | 3270A-Total fuel oil | KTOE | MD | 2014 | nrg_110a | 0.72013
Imports | 3270A | 3270A-Total fuel oil | KTOE | SK | 2012 | nrg_110a | 4.6808
Consumption in Oil and gas extraction | 3270A | 3270A-Total fuel oil | KTOE | UA | 2011 | nrg_110a | 0.041868
Primary production | 4000 | 4000-Gas | KTOE | CZ | 2013 | nrg_110a | 8.6206
Primary production | 4000 | 4000-Gas | KTOE | DE | 2009 | nrg_110a | 544.9664
Primary production | 4000 | 4000-Gas | KTOE | DK | 2011 | nrg_110a | 246.9626
Primary production | 4000 | 4000-Gas | KTOE | RO | 2012 | nrg_110a | 363.5273
Primary production | 4000 | 4000-Gas | KTOE | RS | 2009 | nrg_110a | 8.763
Imports | 4000 | 4000-Gas | KTOE | IT | 2009 | nrg_110a | 2374.5897
Imports | 4000 | 4000-Gas | KTOE | LT | 2012 | nrg_110a | 111.1888
Imports | 4000 | 4000-Gas | KTOE | LU | 2012 | nrg_110a | 44.0075
Transformation input in Gas Works | 4000 | 4000-Gas | KTOE | DK | 2009 | nrg_110a | 0.57778
Consumption in Oil and gas extraction | 4000 | 4000-Gas | KTOE | LT | 2011 | nrg_110a | 0.0041868
Consumption in Oil and gas extraction | 4000 | 4000-Gas | KTOE | PL | 2012 | nrg_110a | 8.1182
Consumption in Oil and gas extraction | 4000 | 4000-Gas | KTOE | RO | 2013 | nrg_110a | 12.9623
Consumption in Coal Mines | 4000 | 4000-Gas | KTOE | CZ | 2011 | nrg_110a | 0.20097
Consumption in Coke Ovens | 4000 | 4000-Gas | KTOE | AT | 2012 | nrg_110a | 6.2635
Consumption in Coke Ovens | 4000 | 4000-Gas | KTOE | IT | 2010 | nrg_110a | 0.15491
Transformation output from Coke Ovens | 4000 | 4000-Gas | KTOE | PL | 2014 | nrg_110a | 69.7521
Consumption in Pipeline transport | 4000 | 4000-Gas | KTOE | BG | 2014 | nrg_110a | 7.0296
Primary production | 4100 | 4100-Natural gas | KTOE | DE | 2009 | nrg_110a | 544.9664
Primary production | 4100 | 4100-Natural gas | KTOE | ES | 2010 | nrg_110a | 1.8673
Primary production | 4100 | 4100-Natural gas | KTOE | IE | 2014 | nrg_110a | 5.1414
Primary production | 5540 | 5540-Biomass and renewable wastes | KTOE | ME | 2009 | nrg_107a | 9.4412
Primary production | 5540 | 5540-Biomass and renewable wastes | KTOE | MK | 2012 | nrg_107a | 7.4776
Primary production | 5540 | 5540-Biomass and renewable wastes | KTOE | PL | 2012 | nrg_107a | 328.8103
Primary production | 5540 | 5540-Biomass and renewable wastes | KTOE | RO | 2013 | nrg_107a | 160.0907
Imports | 2121 | 2121-Coke Oven Coke | KTOE | BG | 2009 | nrg_110a | 2.0222
Imports | 2121 | 2121-Coke Oven Coke | KTOE | RS | 2014 | nrg_110a | 8.2647
Imports | 2121 | 2121-Coke Oven Coke | KTOE | RO | 2011 | nrg_110a | 22.8557
Primary production | 5547 | 5547-Biodiesels | KTOE | PT | 2013 | nrg_110a | 11.0783
Imports | 2100 | 2100-Hard coal and derivatives | KTOE | RO | 2011 | nrg_101a | 47.7923
Transformation input in Patent Fuel Plants | 2100 | 2100-Hard coal and derivatives | KTOE | HU | 2011 | nrg_101a | 0.10467
Transformation input in Patent Fuel Plants | 2100 | 2100-Hard coal and derivatives | KTOE | UK | 2011 | nrg_101a | 6.5775
Transformation input in Coke Ovens | 2100 | 2100-Hard coal and derivatives | KTOE | AT | 2013 | nrg_101a | 52.3099
Consumption in Coal Mines | 2100 | 2100-Hard coal and derivatives | KTOE | HU | 2014 | nrg_101a | 0.046055
Consumption in Coal Mines | 2100 | 2100-Hard coal and derivatives | KTOE | PL | 2014 | nrg_101a | 0.56522
Transformation output from Coke Ovens | 2100 | 2100-Hard coal and derivatives | KTOE | ES | 2009 | nrg_101a | 57.1624
Transformation output from Coke Ovens | 2100 | 2100-Hard coal and derivatives | KTOE | NL | 2014 | nrg_101a | 60.784
Transformation output from Coke Ovens | 2100 | 2100-Hard coal and derivatives | KTOE | PL | 2010 | nrg_101a | 297.0283
Transformation input in Coke Ovens | 2121 | 2121-Coke Oven Coke | KTOE | HU | 2011 | nrg_101a | 0.14235
Transformation output from Coke Ovens | 2121 | 2121-Coke Oven Coke | KTOE | FR | 2009 | nrg_101a | 91.8291
Transformation output from Coke Ovens | 2121 | 2121-Coke Oven Coke | KTOE | FI | 2013 | nrg_101a | 25.0245
Consumption in Coal Mines | 2410 | 2410-Oil shale and oil sands | KTOE | EE | 2010 | nrg_101a | 0.046055
Imports | 3286 | 3286-Paraffin Waxes | KTOE | ES | 2014 | nrg_102a | 1.0006
Imports | 3286 | 3286-Paraffin Waxes | KTOE | PL | 2009 | nrg_102a | 3.6802
Imports | 3286 | 3286-Paraffin Waxes | KTOE | PT | 2010 | nrg_102a | 0.079549
Primary production | 5540 | 5540-Biomass and renewable wastes | KTOE | AL | 2013 | nrg_107a | 8.4364
Imports | 5540 | 5540-Biomass and renewable wastes | KTOE | ME | 2012 | nrg_107a | 0.050242
Primary production | 5547 | 5547-Biodiesels | KTOE | HR | 2013 | nrg_107a | 1.2393
Primary production | 5547 | 5547-Biodiesels | KTOE | HU | 2014 | nrg_107a | 4.9195
Imports | 5547 | 5547-Biodiesels | KTOE | ES | 2012 | nrg_107a | 77.8242
Imports | 2118 | 2118-Sub-bituminous Coal | KTOE | RO | 2014 | nrg_110a | 13.3601
Transformation output from Coke Ovens | 2121 | 2121-Coke Oven Coke | KTOE | ES | 2011 | nrg_110a | 56.258
Transformation output from Coke Ovens | 2121 | 2121-Coke Oven Coke | KTOE | IT | 2009 | nrg_110a | 78.5192
Transformation output from Coke Ovens | 2121 | 2121-Coke Oven Coke | KTOE | PL | 2012 | nrg_110a | 253.4521
Transformation output from Coke Ovens | 2121 | 2121-Coke Oven Coke | KTOE | TR | 2011 | nrg_110a | 111.2349
Transformation output from Coke Ovens | 2121 | 2121-Coke Oven Coke | KTOE | SE | 2010 | nrg_110a | 34.114
Transformation input in Gas Works | 2410 | 2410-Oil shale and oil sands | KTOE | EE | 2012 | nrg_110a | 11.3839
Imports | 3286 | 3286-Paraffin Waxes | KTOE | ES | 2010 | nrg_110a | 1.2812
Imports | 3286 | 3286-Paraffin Waxes | KTOE | RO | 2011 | nrg_110a | 0.033494
Imports | 3286 | 3286-Paraffin Waxes | KTOE | PT | 2011 | nrg_110a | 0.20097
Primary production | 2100 | 2100-Hard coal and derivatives | KTOE | DE | 2009 | nrg_101a | 413.3167
Imports | 2100 | 2100-Hard coal and derivatives | KTOE | DE | 2011 | nrg_101a | 1394.1249
Imports | 2100 | 2100-Hard coal and derivatives | KTOE | IE | 2011 | nrg_101a | 58.8664
Imports | 2100 | 2100-Hard coal and derivatives | KTOE | FR | 2011 | nrg_101a | 429.0256
Imports | 2100 | 2100-Hard coal and derivatives | KTOE | LT | 2014 | nrg_101a | 8.0219
Transformation input in Coke Ovens | 2100 | 2100-Hard coal and derivatives | KTOE | FR | 2011 | nrg_101a | 124.2893
Transformation input in Coke Ovens | 2100 | 2100-Hard coal and derivatives | KTOE | TR | 2010 | nrg_101a | 154.9786
Consumption in Coal Mines | 2100 | 2100-Hard coal and derivatives | KTOE | RO | 2009 | nrg_101a | 0.12142
Consumption in Coal Mines | 2100 | 2100-Hard coal and derivatives | KTOE | UK | 2012 | nrg_101a | 0.10048
Imports | 2118 | 2118-Sub-bituminous Coal | KTOE | HU | 2014 | nrg_101a | 3.1401
Imports | 2118 | 2118-Sub-bituminous Coal | KTOE | LT | 2011 | nrg_101a | 0.86248
Imports | 2118 | 2118-Sub-bituminous Coal | KTOE | IT | 2011 | nrg_101a | 3.8602
Imports | 2121 | 2121-Coke Oven Coke | KTOE | FR | 2011 | nrg_101a | 34.4574
Imports | 2121 | 2121-Coke Oven Coke | KTOE | MD | 2014 | nrg_101a | 0.058615
Imports | 2121 | 2121-Coke Oven Coke | KTOE | NL | 2009 | nrg_101a | 2.2232
Imports | 2121 | 2121-Coke Oven Coke | KTOE | TR | 2010 | nrg_101a | 4.9321
Transformation input in Gas Works | 2121 | 2121-Coke Oven Coke | KTOE | UA | 2013 | nrg_101a | 1.256
Imports | 3193 | 3193-Other hydrocarbons | KTOE | HU | 2013 | nrg_102a | 0.23865
Imports | 3286 | 3286-Paraffin Waxes | KTOE | IT | 2013 | nrg_102a | 0.43961
Imports | 3286 | 3286-Paraffin Waxes | KTOE | IE | 2011 | nrg_102a | 0.48148
Imports | 3286 | 3286-Paraffin Waxes | KTOE | LT | 2012 | nrg_102a | 1.1597
Imports | 3286 | 3286-Paraffin Waxes | KTOE | NL | 2014 | nrg_102a | 5.1246
Primary production | 5540 | 5540-Biomass and renewable wastes | KTOE | CZ | 2014 | nrg_107a | 136.1757
Primary production | 2200 | 2200-Lignite and Derivatives | KTOE | DE | 2014 | nrg_101a | 1617.679
Primary production | 2200 | 2200-Lignite and Derivatives | KTOE | FI | 2014 | nrg_101a | 67.127
Primary production | 2200 | 2200-Lignite and Derivatives | KTOE | SE | 2013 | nrg_101a | 7.8
Imports | 2200 | 2200-Lignite and Derivatives | KTOE | DE | 2012 | nrg_101a | 1.1597
Imports | 2200 | 2200-Lignite and Derivatives | KTOE | CZ | 2009 | nrg_101a | 4.1324
Imports | 2200 | 2200-Lignite and Derivatives | KTOE | FR | 2012 | nrg_101a | 1.2937
Imports | 2200 | 2200-Lignite and Derivatives | KTOE | LT | 2010 | nrg_101a | 1.0551
Consumption in Coal Mines | 2200 | 2200-Lignite and Derivatives | KTOE | SK | 2009 | nrg_101a | 0.020934
Consumption in BKB / PB Plants | 2200 | 2200-Lignite and Derivatives | KTOE | DE | 2009 | nrg_101a | 8.0093
Imports | 3244 | 3244-Other kerosene | KTOE | CZ | 2013 | nrg_102a | 0.083736
Imports | 3244 | 3244-Other kerosene | KTOE | IE | 2012 | nrg_102a | 22.2319
Primary production | 5534 | 5534-Solar photovoltaic | KTOE | CY | 2014 | nrg_107a | 0.30145
Primary production | 5534 | 5534-Solar photovoltaic | KTOE | ES | 2013 | nrg_107a | 29.9775
Primary production | 5535 | 5535-Tide, Wave and Ocean | KTOE | UK | 2014 | nrg_107a | 0.0083736
Imports | 5545 | 5545-Liquid biofuels | KTOE | FR | 2014 | nrg_107a | 23.5047
Imports | 5545 | 5545-Liquid biofuels | KTOE | IS | 2010 | nrg_107a | 0.0041868
Imports | 5545 | 5545-Liquid biofuels | KTOE | HU | 2009 | nrg_107a | 1.1681
Imports | 5545 | 5545-Liquid biofuels | KTOE | LU | 2011 | nrg_107a | 1.9134
Imports | 5545 | 5545-Liquid biofuels | KTOE | TR | 2013 | nrg_107a | 13.7997
Imports | 5545 | 5545-Liquid biofuels | KTOE | SK | 2012 | nrg_107a | 1.2602
Primary production | 5545 | 5545-Liquid biofuels | KTOE | BG | 2011 | nrg_107a | 0.59034
Primary production | 5545 | 5545-Liquid biofuels | KTOE | DK | 2014 | nrg_107a | 0.72432
Primary production | 5545 | 5545-Liquid biofuels | KTOE | DE | 2012 | nrg_107a | 124.6159
Primary production | 5545 | 5545-Liquid biofuels | KTOE | RO | 2012 | nrg_107a | 5.4931
Primary production | 5545 | 5545-Liquid biofuels | KTOE | SE | 2009 | nrg_107a | 23.3288
Imports | 2130 | 2130-Coal Tar | KTOE | NL | 2013 | nrg_110a | 1.0928
Imports | 3244 | 3244-Other kerosene | KTOE | LU | 2012 | nrg_110a | 0.041868
Imports | 3244 | 3244-Other kerosene | KTOE | LV | 2014 | nrg_110a | 0.041868
Imports | 3244 | 3244-Other kerosene | KTOE | FR | 2010 | nrg_110a | 11.6519
Primary production | 5534 | 5534-Solar photovoltaic | KTOE | BE | 2010 | nrg_110a | 2.018
Primary production | 5534 | 5534-Solar photovoltaic | KTOE | DK | 2013 | nrg_110a | 1.8631
Primary production | 5534 | 5534-Solar photovoltaic | KTOE | DE | 2014 | nrg_110a | 129.8034
Primary production | 5534 | 5534-Solar photovoltaic | KTOE | IT | 2010 | nrg_110a | 6.8622
Primary production | 5534 | 5534-Solar photovoltaic | KTOE | SE | 2011 | nrg_110a | 0.037681
Primary production | 5534 | 5534-Solar photovoltaic | KTOE | UA | 2014 | nrg_110a | 1.5449
Primary production | 55431 | 55431-Municipal waste (renewable) | KTOE | HU | 2013 | nrg_110a | 1.7794
Primary production | 55431 | 55431-Municipal waste (renewable) | KTOE | UK | 2011 | nrg_110a | 20.8168
Imports | 55431 | 55431-Municipal waste (renewable) | KTOE | NL | 2011 | nrg_110a | 1.9259
Transformation output from Coke Ovens | 2130 | 2130-Coal Tar | KTOE | CZ | 2009 | nrg_101a | 7.2013
Consumption in Coke Ovens | 2130 | 2130-Coal Tar | KTOE | ES | 2012 | nrg_101a | 0.37681
Primary production | 2200 | 2200-Lignite and Derivatives | KTOE | LT | 2014 | nrg_101a | 1.1723
Imports | 2200 | 2200-Lignite and Derivatives | KTOE | DK | 2009 | nrg_101a | 0.020934
Consumption in Coal Mines | 2200 | 2200-Lignite and Derivatives | KTOE | BG | 2014 | nrg_101a | 0.054428
Consumption in Coal Mines | 2200 | 2200-Lignite and Derivatives | KTOE | UA | 2012 | nrg_101a | 0.020934
Consumption in BKB / PB Plants | 2200 | 2200-Lignite and Derivatives | KTOE | EE | 2010 | nrg_101a | 0.020934
Transformation output from BKB / PB Plants | 2200 | 2200-Lignite and Derivatives | KTOE | BG | 2013 | nrg_101a | 31.5182
Imports | 3244 | 3244-Other kerosene | KTOE | AT | 2009 | nrg_102a | 0.087923
Imports | 3244 | 3244-Other kerosene | KTOE | FI | 2012 | nrg_102a | 4.0528
Imports | 3244 | 3244-Other kerosene | KTOE | UA | 2009 | nrg_102a | 0.38519
Imports | 3244 | 3244-Other kerosene | KTOE | UK | 2013 | nrg_102a | 27.9678
Primary production | 5534 | 5534-Solar photovoltaic | KTOE | LU | 2012 | nrg_107a | 0.13816
Primary production | 5534 | 5534-Solar photovoltaic | KTOE | MT | 2010 | nrg_107a | 0.0041868
Primary production | 55431 | 55431-Municipal waste (renewable) | KTOE | LU | 2014 | nrg_107a | 0.43124
Primary production | 55431 | 55431-Municipal waste (renewable) | KTOE | NO | 2013 | nrg_107a | 8.4531
Imports | 5545 | 5545-Liquid biofuels | KTOE | FI | 2014 | nrg_107a | 15.3614
Imports | 5545 | 5545-Liquid biofuels | KTOE | BE | 2014 | nrg_107a | 1.7543
Transformation output from Coke Ovens | 2130 | 2130-Coal Tar | KTOE | UK | 2013 | nrg_110a | 5.9955
Imports | 3244 | 3244-Other kerosene | KTOE | BE | 2009 | nrg_110a | 2.8387
Primary production | 5534 | 5534-Solar photovoltaic | KTOE | NL | 2011 | nrg_110a | 0.37681
Primary production | 55431 | 55431-Municipal waste (renewable) | KTOE | LT | 2014 | nrg_110a | 0.47311
Primary production | 5534 | 5534-Solar photovoltaic | KTOE | SK | 2012 | nrg_110a | 1.5282
Primary production | 5534 | 5534-Solar photovoltaic | KTOE | TR | 2014 | nrg_107a | 0.062802
Primary production | 2200 | 2200-Lignite and Derivatives | KTOE | PL | 2010 | nrg_101a | 483.9522
Transformation input in BKB / PB Plants | 2200 | 2200-Lignite and Derivatives | KTOE | RS | 2012 | nrg_101a | 17.773
Imports | 4100 | 4100-Natural gas | KTOE | CZ | 2012 | nrg_110a | 255.7088
Imports | 4100 | 4100-Natural gas | KTOE | DE | 2013 | nrg_110a | 3430.9235
Imports | 4100 | 4100-Natural gas | KTOE | IT | 2009 | nrg_110a | 2374.5897
Imports | 4100 | 4100-Natural gas | KTOE | LU | 2009 | nrg_110a | 46.5782
Imports | 4100 | 4100-Natural gas | KTOE | SK | 2011 | nrg_110a | 203.5664
Transformation input in Coke Ovens | 4100 | 4100-Natural gas | KTOE | UK | 2011 | nrg_110a | 0.19259
Transformation input in Gas Works | 4100 | 4100-Natural gas | KTOE | HR | 2012 | nrg_110a | 0.10048
Transformation input in Gas Works | 4100 | 4100-Natural gas | KTOE | SE | 2009 | nrg_110a | 0.1591
Consumption in Oil and gas extraction | 4100 | 4100-Natural gas | KTOE | NL | 2012 | nrg_110a | 27.3566
Consumption in Oil and gas extraction | 4100 | 4100-Natural gas | KTOE | RS | 2010 | nrg_110a | 1.4193
Consumption in Coal Mines | 4100 | 4100-Natural gas | KTOE | CZ | 2009 | nrg_110a | 0.22609
Consumption in Coal Mines | 4100 | 4100-Natural gas | KTOE | RO | 2012 | nrg_110a | 0.075362
Consumption in Coal Mines | 4100 | 4100-Natural gas | KTOE | SK | 2014 | nrg_110a | 0.0041868
Consumption in Coal Mines | 4100 | 4100-Natural gas | KTOE | UK | 2014 | nrg_110a | 0.54428
Transformation output from Coke Ovens | 4000 | 4000-Gas | KTOE | FR | 2009 | nrg_100a | 22.391
Imports | 4000 | 4000-Gas | KTOE | EL | 2011 | nrg_100a | 166.3625
Imports | 4000 | 4000-Gas | KTOE | RO | 2012 | nrg_100a | 96.1875
Consumption in Oil and gas extraction | 4000 | 4000-Gas | KTOE | FR | 2013 | nrg_100a | 0.90016
Consumption in Oil and gas extraction | 4000 | 4000-Gas | KTOE | HR | 2013 | nrg_100a | 3.2783
Consumption in Coal Mines | 4000 | 4000-Gas | KTOE | RO | 2009 | nrg_100a | 0.071176
Consumption in Coke Ovens | 4000 | 4000-Gas | KTOE | DE | 2013 | nrg_100a | 22.8976
Consumption in Pipeline transport | 4000 | 4000-Gas | KTOE | DE | 2012 | nrg_100a | 12.6818
Consumption in Pipeline transport | 4000 | 4000-Gas | KTOE | HU | 2014 | nrg_100a | 1.6035
Consumption in Pipeline transport | 4000 | 4000-Gas | KTOE | LT | 2009 | nrg_100a | 0.95878
Primary production | 2210 | 2210-Lignite/Brown Coal | KTOE | CZ | 2009 | nrg_101a | 574.8769
Consumption in BKB / PB Plants | 2210 | 2210-Lignite/Brown Coal | KTOE | DE | 2012 | nrg_101a | 10.8187
Primary production | 3105 | 3105-Crude oil (without NGL) | KTOE | DE | 2009 | nrg_102a | 114.7393
Primary production | 3105 | 3105-Crude oil (without NGL) | KTOE | BG | 2012 | nrg_102a | 0.9839
Primary production | 3105 | 3105-Crude oil (without NGL) | KTOE | EL | 2014 | nrg_102a | 2.7256
Primary production | 3105 | 3105-Crude oil (without NGL) | KTOE | IT | 2009 | nrg_102a | 193.1455
Imports | 3105 | 3105-Crude oil (without NGL) | KTOE | DE | 2010 | nrg_102a | 3864.8769
Imports | 3105 | 3105-Crude oil (without NGL) | KTOE | HR | 2011 | nrg_102a | 120.9441
Consumption in Oil and gas extraction | 3105 | 3105-Crude oil (without NGL) | KTOE | UA | 2014 | nrg_102a | 0.1256
Imports | 3270A | 3270A-Total fuel oil | KTOE | TR | 2014 | nrg_102a | 45.2007
Imports | 3270A | 3270A-Total fuel oil | KTOE | DE | 2012 | nrg_102a | 95.5218
Imports | 3270A | 3270A-Total fuel oil | KTOE | IT | 2013 | nrg_102a | 21.5202
Transformation input in Coke Ovens | 4000 | 4000-Gas | KTOE | UK | 2009 | nrg_103a | 1.1388
Transformation output from Coke Ovens | 4000 | 4000-Gas | KTOE | NL | 2010 | nrg_103a | 16.697
Transformation output from Coke Ovens | 4000 | 4000-Gas | KTOE | SK | 2014 | nrg_103a | 11.6686
Consumption in Oil and gas extraction | 4000 | 4000-Gas | KTOE | IT | 2013 | nrg_103a | 32.9124
Consumption in Oil and gas extraction | 4000 | 4000-Gas | KTOE | NL | 2010 | nrg_103a | 27.0928
Consumption in Coke Ovens | 4000 | 4000-Gas | KTOE | HU | 2012 | nrg_103a | 3.0145
Consumption in Coke Ovens | 4000 | 4000-Gas | KTOE | IT | 2012 | nrg_103a | 1.03
Consumption in Coke Ovens | 4000 | 4000-Gas | KTOE | PL | 2010 | nrg_103a | 43.526
Consumption in Gas Works | 4000 | 4000-Gas | KTOE | PL | 2012 | nrg_103a | 0.01256
Consumption in Pipeline transport | 4000 | 4000-Gas | KTOE | BG | 2012 | nrg_103a | 8.5201
Imports | 4100 | 4100-Natural gas | KTOE | IE | 2009 | nrg_103a | 167.9954
Imports | 4100 | 4100-Natural gas | KTOE | LT | 2009 | nrg_103a | 91.6658
Imports | 4100 | 4100-Natural gas | KTOE | LU | 2013 | nrg_103a | 37.2583
Imports | 4100 | 4100-Natural gas | KTOE | TR | 2014 | nrg_103a | 1698.1577
Consumption in Oil and gas extraction | 4100 | 4100-Natural gas | KTOE | LT | 2012 | nrg_103a | 0.0041868
Consumption in Oil and gas extraction | 4100 | 4100-Natural gas | KTOE | NL | 2012 | nrg_103a | 27.3566
Consumption in Oil and gas extraction | 4100 | 4100-Natural gas | KTOE | RO | 2009 | nrg_103a | 10.9317
Consumption in Oil and gas extraction | 4100 | 4100-Natural gas | KTOE | RS | 2013 | nrg_103a | 2.4828
Consumption in Coal Mines | 4100 | 4100-Natural gas | KTOE | PL | 2009 | nrg_103a | 0.42287
Consumption in Coal Mines | 4100 | 4100-Natural gas | KTOE | UK | 2014 | nrg_103a | 0.54428
Consumption in Coke Ovens | 4100 | 4100-Natural gas | KTOE | PL | 2009 | nrg_103a | 0.0083736
Consumption in Pipeline transport | 4100 | 4100-Natural gas | KTOE | BG | 2014 | nrg_103a | 7.0296
Primary production | 4000 | 4000-Gas | KTOE | ES | 2009 | nrg_103a | 0.51079
Primary production | 4000 | 4000-Gas | KTOE | EL | 2014 | nrg_103a | 0.22609
Imports | 4000 | 4000-Gas | KTOE | FR | 2009 | nrg_103a | 1704.8482
Imports | 4000 | 4000-Gas | KTOE | IT | 2013 | nrg_103a | 2124.8136
Primary production | 5100 | 5100-Nuclear heat | KTOE | DE | 2009 | nrg_104a | 1457.266
Primary production | 5100 | 5100-Nuclear heat | KTOE | CZ | 2013 | nrg_104a | 333.0809
Imports | 3244 | 3244-Other kerosene | KTOE | PL | 2013 | nrg_102a | 0.041868
Imports | 5545 | 5545-Liquid biofuels | KTOE | NO | 2012 | nrg_107a | 5.5517
Imports | 5545 | 5545-Liquid biofuels | KTOE | PL | 2010 | nrg_107a | 18.4219
Imports | 3244 | 3244-Other kerosene | KTOE | NO | 2012 | nrg_110a | 0.43124
Imports | 2130 | 2130-Coal Tar | KTOE | CZ | 2012 | nrg_101a | 9.4245
Primary production | 2200 | 2200-Lignite and Derivatives | KTOE | RO | 2011 | nrg_101a | 278.1836
Transformation input in Coke Ovens | 2200 | 2200-Lignite and Derivatives | KTOE | DE | 2012 | nrg_101a | 5.4763
Primary production | 5534 | 5534-Solar photovoltaic | KTOE | MK | 2013 | nrg_107a | 0.033494
Primary production | 5534 | 5534-Solar photovoltaic | KTOE | PT | 2013 | nrg_107a | 1.725
Imports | 5545 | 5545-Liquid biofuels | KTOE | BG | 2012 | nrg_107a | 3.4709
Imports | 5545 | 5545-Liquid biofuels | KTOE | CY | 2010 | nrg_107a | 0.40612
Primary production | 5545 | 5545-Liquid biofuels | KTOE | LV | 2010 | nrg_107a | 2.0139
Primary production | 5545 | 5545-Liquid biofuels | KTOE | PT | 2011 | nrg_107a | 13.6992
Primary production | 5545 | 5545-Liquid biofuels | KTOE | PL | 2014 | nrg_107a | 31.2
Consumption in Gas Works | 2130 | 2130-Coal Tar | KTOE | CZ | 2010 | nrg_110a | 2.0725
Imports | 3244 | 3244-Other kerosene | KTOE | CY | 2013 | nrg_110a | 0.52754
Primary production | 5534 | 5534-Solar photovoltaic | KTOE | PT | 2011 | nrg_110a | 1.009
Transformation output from Coke Ovens | 2130 | 2130-Coal Tar | KTOE | HU | 2011 | nrg_101a | 2.6377
Transformation output from Coke Ovens | 2130 | 2130-Coal Tar | KTOE | SK | 2012 | nrg_101a | 2.2609
Primary production | 2200 | 2200-Lignite and Derivatives | KTOE | AL | 2012 | nrg_101a | 0.050242
Imports | 2200 | 2200-Lignite and Derivatives | KTOE | MK | 2009 | nrg_101a | 0.11723
Transformation output from BKB / PB Plants | 2200 | 2200-Lignite and Derivatives | KTOE | UA | 2011 | nrg_101a | 4.4799
Imports | 5545 | 5545-Liquid biofuels | KTOE | PT | 2014 | nrg_107a | 0.19678
Primary production | 5545 | 5545-Liquid biofuels | KTOE | AT | 2012 | nrg_107a | 11.0155
Transformation output from Coke Ovens | 2130 | 2130-Coal Tar | KTOE | ES | 2013 | nrg_110a | 2.4493
Transformation output from Coke Ovens | 2130 | 2130-Coal Tar | KTOE | FI | 2009 | nrg_110a | 0.26377
Transformation output from Coke Ovens | 2130 | 2130-Coal Tar | KTOE | PL | 2014 | nrg_110a | 14.478
Primary production | 5535 | 5535-Tide, Wave and Ocean | KTOE | FR | 2010 | nrg_110a | 1.7124
Primary production | 55431 | 55431-Municipal waste (renewable) | KTOE | AT | 2014 | nrg_110a | 7.5153
Primary production | 2200 | 2200-Lignite and Derivatives | KTOE | DE | 2013 | nrg_101a | 1657.2359
Primary production | 2200 | 2200-Lignite and Derivatives | KTOE | CZ | 2012 | nrg_101a | 535.588
Primary production | 2200 | 2200-Lignite and Derivatives | KTOE | FI | 2013 | nrg_101a | 71.2049
Primary production | 2200 | 2200-Lignite and Derivatives | KTOE | SE | 2012 | nrg_101a | 5.8992
Primary production | 2200 | 2200-Lignite and Derivatives | KTOE | XK | 2014 | nrg_101a | 56.2036
Imports | 2200 | 2200-Lignite and Derivatives | KTOE | DE | 2011 | nrg_101a | 1.658
Imports | 2200 | 2200-Lignite and Derivatives | KTOE | FR | 2011 | nrg_101a | 1.3942
Imports | 2200 | 2200-Lignite and Derivatives | KTOE | LT | 2009 | nrg_101a | 0.79968
Imports | 3244 | 3244-Other kerosene | KTOE | CZ | 2012 | nrg_102a | 0.12979
Imports | 3244 | 3244-Other kerosene | KTOE | IE | 2011 | nrg_102a | 26.3392
Primary production | 5534 | 5534-Solar photovoltaic | KTOE | CY | 2013 | nrg_107a | 0.17166
Primary production | 5534 | 5534-Solar photovoltaic | KTOE | CZ | 2014 | nrg_107a | 7.6409
Primary production | 5534 | 5534-Solar photovoltaic | KTOE | ES | 2012 | nrg_107a | 29.4918
Primary production | 5534 | 5534-Solar photovoltaic | KTOE | SE | 2014 | nrg_107a | 0.16747
Primary production | 5535 | 5535-Tide, Wave and Ocean | KTOE | UK | 2013 | nrg_107a | 0.020934
Primary production | 55431 | 55431-Municipal waste (renewable) | KTOE | ES | 2014 | nrg_107a | 8.5494
Imports | 5545 | 5545-Liquid biofuels | KTOE | FR | 2013 | nrg_107a | 19.1881
Imports | 5545 | 5545-Liquid biofuels | KTOE | IS | 2009 | nrg_107a | 0.0083736
Imports | 5545 | 5545-Liquid biofuels | KTOE | LU | 2010 | nrg_107a | 1.7585
Imports | 5545 | 5545-Liquid biofuels | KTOE | TR | 2012 | nrg_107a | 2.1353
Imports | 5545 | 5545-Liquid biofuels | KTOE | SK | 2011 | nrg_107a | 1.57
Primary production | 5545 | 5545-Liquid biofuels | KTOE | CY | 2013 | nrg_107a | 0.066989
Primary production | 5545 | 5545-Liquid biofuels | KTOE | BG | 2010 | nrg_107a | 0.46055
Primary production | 5545 | 5545-Liquid biofuels | KTOE | DE | 2011 | nrg_107a | 134.0781
Primary production | 5545 | 5545-Liquid biofuels | KTOE | DK | 2013 | nrg_107a | 0.82061
Primary production | 5545 | 5545-Liquid biofuels | KTOE | RO | 2011 | nrg_107a | 5.3968
Primary production | 5545 | 5545-Liquid biofuels | KTOE | UA | 2014 | nrg_107a | 0.72013
Imports | 2130 | 2130-Coal Tar | KTOE | NL | 2012 | nrg_110a | 1.0551
Imports | 3244 | 3244-Other kerosene | KTOE | LU | 2011 | nrg_110a | 0.041868
Imports | 3244 | 3244-Other kerosene | KTOE | LV | 2013 | nrg_110a | 0.041868
Imports | 3244 | 3244-Other kerosene | KTOE | FR | 2009 | nrg_110a | 9.6338
Imports | 3244 | 3244-Other kerosene | KTOE | HU | 2011 | nrg_110a | 0.083736
Primary production | 5534 | 5534-Solar photovoltaic | KTOE | BE | 2009 | nrg_110a | 0.59871
Primary production | 5534 | 5534-Solar photovoltaic | KTOE | DK | 2012 | nrg_110a | 0.37263
Primary production | 5534 | 5534-Solar photovoltaic | KTOE | DE | 2013 | nrg_110a | 111.6326
Primary production | 5534 | 5534-Solar photovoltaic | KTOE | ES | 2014 | nrg_110a | 29.5839
Primary production | 5100 | 5100-Nuclear heat | KTOE | FI | 2012 | nrg_104a | 248.2605
Primary production | 5100 | 5100-Nuclear heat | KTOE | HU | 2012 | nrg_104a | 171.0936
Primary production | 5100 | 5100-Nuclear heat | KTOE | SE | 2010 | nrg_104a | 624.5408
Imports | 7200 | 7200-Waste (non-renewable) | KTOE | NL | 2014 | nrg_108a | 7.1845
Primary production | 7200 | 7200-Waste (non-renewable) | KTOE | CZ | 2014 | nrg_108a | 10.4712
Primary production | 7200 | 7200-Waste (non-renewable) | KTOE | FI | 2014 | nrg_108a | 9.8432
Primary production | 2210 | 2210-Lignite/Brown Coal | KTOE | BG | 2014 | nrg_110a | 213.778
Primary production | 2210 | 2210-Lignite/Brown Coal | KTOE | CZ | 2010 | nrg_110a | 557.7697
Primary production | 2210 | 2210-Lignite/Brown Coal | KTOE | EL | 2010 | nrg_110a | 306.2812
Imports | 2210 | 2210-Lignite/Brown Coal | KTOE | FR | 2013 | nrg_110a | 2.4828
Imports | 2210 | 2210-Lignite/Brown Coal | KTOE | SK | 2014 | nrg_110a | 7.1176
Primary production | 3105 | 3105-Crude oil (without NGL) | KTOE | BG | 2009 | nrg_110a | 1.0467
Primary production | 3105 | 3105-Crude oil (without NGL) | KTOE | ES | 2010 | nrg_110a | 5.1707
Primary production | 3105 | 3105-Crude oil (without NGL) | KTOE | DE | 2009 | nrg_110a | 114.7393
Consumption in Oil and gas extraction | 3105 | 3105-Crude oil (without NGL) | KTOE | UA | 2010 | nrg_110a | 0.083736
Imports | 3105 | 3105-Crude oil (without NGL) | KTOE | IT | 2009 | nrg_110a | 3238.0502
Imports | 3105 | 3105-Crude oil (without NGL) | KTOE | NL | 2009 | nrg_110a | 1938.8485
Imports | 3270A | 3270A-Total fuel oil | KTOE | DE | 2011 | nrg_110a | 111.641
Imports | 3270A | 3270A-Total fuel oil | KTOE | IS | 2011 | nrg_110a | 3.5588
Imports | 3270A | 3270A-Total fuel oil | KTOE | HU | 2009 | nrg_110a | 1.2812
Imports | 3270A | 3270A-Total fuel oil | KTOE | LU | 2009 | nrg_110a | 0.079549
Imports | 3270A | 3270A-Total fuel oil | KTOE | LV | 2010 | nrg_110a | 8.6416
Imports | 3270A | 3270A-Total fuel oil | KTOE | SK | 2014 | nrg_110a | 0.1591
Primary production | 4000 | 4000-Gas | KTOE | BG | 2010 | nrg_110a | 2.4744
Primary production | 4000 | 4000-Gas | KTOE | DK | 2013 | nrg_110a | 179.2746
Primary production | 4000 | 4000-Gas | KTOE | DE | 2011 | nrg_110a | 456.0639
Primary production | 4000 | 4000-Gas | KTOE | RO | 2014 | nrg_110a | 366.994
Primary production | 4000 | 4000-Gas | KTOE | RS | 2011 | nrg_110a | 16.9398
Imports | 4000 | 4000-Gas | KTOE | CZ | 2010 | nrg_110a | 292.0879
Imports | 4000 | 4000-Gas | KTOE | FR | 2010 | nrg_110a | 1763.1075
Imports | 4000 | 4000-Gas | KTOE | IT | 2011 | nrg_110a | 2412.9533
Imports | 4000 | 4000-Gas | KTOE | LU | 2014 | nrg_110a | 35.3031
Imports | 4000 | 4000-Gas | KTOE | LT | 2014 | nrg_110a | 89.7524
Transformation input in Gas Works | 4000 | 4000-Gas | KTOE | DK | 2011 | nrg_110a | 0.56103
Consumption in Oil and gas extraction | 4000 | 4000-Gas | KTOE | LT | 2013 | nrg_110a | 0.0041868
Consumption in Oil and gas extraction | 4000 | 4000-Gas | KTOE | PL | 2014 | nrg_110a | 10.2284
Consumption in Coal Mines | 4000 | 4000-Gas | KTOE | CZ | 2013 | nrg_110a | 0.11304
Consumption in Coke Ovens | 4000 | 4000-Gas | KTOE | BE | 2010 | nrg_110a | 6.6319
Consumption in Coke Ovens | 4000 | 4000-Gas | KTOE | AT | 2014 | nrg_110a | 6.3891
Consumption in Coke Ovens | 4000 | 4000-Gas | KTOE | IT | 2012 | nrg_110a | 1.03
Transformation output from Coke Ovens | 4000 | 4000-Gas | KTOE | TR | 2009 | nrg_110a | 23.7015
Primary production | 4100 | 4100-Natural gas | KTOE | DE | 2011 | nrg_110a | 456.0639
Primary production | 4100 | 4100-Natural gas | KTOE | DK | 2010 | nrg_110a | 307.4242
Primary production | 4100 | 4100-Natural gas | KTOE | ES | 2012 | nrg_110a | 2.1688
Primary production | 4100 | 4100-Natural gas | KTOE | RS | 2009 | nrg_110a | 8.763
Imports | 4100 | 4100-Natural gas | KTOE | CZ | 2014 | nrg_110a | 249.2235
Imports | 4100 | 4100-Natural gas | KTOE | IT | 2011 | nrg_110a | 2412.9533
Imports | 4100 | 4100-Natural gas | KTOE | LU | 2011 | nrg_110a | 43.2203
Imports | 4100 | 4100-Natural gas | KTOE | SK | 2013 | nrg_110a | 182.4566
Transformation input in Coke Ovens | 4100 | 4100-Natural gas | KTOE | UK | 2013 | nrg_110a | 0.19678
Transformation input in Gas Works | 4100 | 4100-Natural gas | KTOE | HR | 2014 | nrg_110a | 0.037681
Transformation input in Gas Works | 4100 | 4100-Natural gas | KTOE | SE | 2013 | nrg_110a | 0.10467
Consumption in Oil and gas extraction | 4100 | 4100-Natural gas | KTOE | LT | 2010 | nrg_110a | 0.0041868
Consumption in Oil and gas extraction | 4100 | 4100-Natural gas | KTOE | NO | 2010 | nrg_110a | 153.0694
Consumption in Oil and gas extraction | 4100 | 4100-Natural gas | KTOE | NL | 2014 | nrg_110a | 25.4474
Consumption in Oil and gas extraction | 4100 | 4100-Natural gas | KTOE | RS | 2012 | nrg_110a | 1.6705
Consumption in Coal Mines | 4100 | 4100-Natural gas | KTOE | RO | 2014 | nrg_110a | 0.0083736
Consumption in Pipeline transport | 4000 | 4000-Gas | KTOE | FR | 2009 | nrg_110a | 0.016747
Consumption in Pipeline transport | 4000 | 4000-Gas | KTOE | LT | 2014 | nrg_110a | 1.0467
Primary production | 4100 | 4100-Natural gas | KTOE | FR | 2014 | nrg_110a | 0.52335
Imports | 4100 | 4100-Natural gas | KTOE | EE | 2010 | nrg_110a | 23.5508
Imports | 4100 | 4100-Natural gas | KTOE | EL | 2011 | nrg_110a | 166.3625
Imports | 4100 | 4100-Natural gas | KTOE | ES | 2013 | nrg_110a | 1292.7415
Imports | 4100 | 4100-Natural gas | KTOE | MK | 2013 | nrg_110a | 5.4303
Consumption in Oil and gas extraction | 4100 | 4100-Natural gas | KTOE | HR | 2014 | nrg_110a | 2.801
Consumption in Oil and gas extraction | 4100 | 4100-Natural gas | KTOE | FR | 2014 | nrg_110a | 0.90016
Primary production | 5534 | 5534-Solar photovoltaic | KTOE | IT | 2009 | nrg_110a | 2.4367
Primary production | 5534 | 5534-Solar photovoltaic | KTOE | SE | 2010 | nrg_110a | 0.029308
Primary production | 5534 | 5534-Solar photovoltaic | KTOE | UA | 2013 | nrg_110a | 2.0515
Primary production | 55431 | 55431-Municipal waste (renewable) | KTOE | HU | 2012 | nrg_110a | 1.8841
Primary production | 55431 | 55431-Municipal waste (renewable) | KTOE | UK | 2010 | nrg_110a | 21.6793
Transformation output from Coke Ovens | 2130 | 2130-Coal Tar | KTOE | BE | 2014 | nrg_101a | 1.8087
Consumption in Coke Ovens | 2130 | 2130-Coal Tar | KTOE | ES | 2011 | nrg_101a | 0.67826
Primary production | 2200 | 2200-Lignite and Derivatives | KTOE | LT | 2013 | nrg_101a | 0.9839
Imports | 2200 | 2200-Lignite and Derivatives | KTOE | SI | 2014 | nrg_101a | 0.53591
Consumption in Coal Mines | 2200 | 2200-Lignite and Derivatives | KTOE | BG | 2013 | nrg_101a | 0.041868
Consumption in Coal Mines | 2200 | 2200-Lignite and Derivatives | KTOE | UA | 2011 | nrg_101a | 0.041868
Consumption in BKB / PB Plants | 2200 | 2200-Lignite and Derivatives | KTOE | EE | 2009 | nrg_101a | 0.020934
Transformation output from BKB / PB Plants | 2200 | 2200-Lignite and Derivatives | KTOE | BG | 2012 | nrg_101a | 19.8999
Transformation output from BKB / PB Plants | 2200 | 2200-Lignite and Derivatives | KTOE | IE | 2014 | nrg_101a | 4.1407
Imports | 3244 | 3244-Other kerosene | KTOE | FI | 2011 | nrg_102a | 38.2925
Imports | 3244 | 3244-Other kerosene | KTOE | UK | 2012 | nrg_102a | 30.8023
Primary production | 5534 | 5534-Solar photovoltaic | KTOE | LU | 2011 | nrg_107a | 0.09211
Primary production | 55431 | 55431-Municipal waste (renewable) | KTOE | LU | 2013 | nrg_107a | 0.44799
Primary production | 55431 | 55431-Municipal waste (renewable) | KTOE | NO | 2012 | nrg_107a | 7.5321
Imports | 5545 | 5545-Liquid biofuels | KTOE | DK | 2014 | nrg_107a | 11.6016
Imports | 5545 | 5545-Liquid biofuels | KTOE | FI | 2013 | nrg_107a | 10.5005
Imports | 5545 | 5545-Liquid biofuels | KTOE | UA | 2014 | nrg_107a | 1.0551
Imports | 5545 | 5545-Liquid biofuels | KTOE | BE | 2013 | nrg_107a | 1.411
Transformation output from Coke Ovens | 2130 | 2130-Coal Tar | KTOE | UK | 2012 | nrg_110a | 5.6564
Primary production | 5534 | 5534-Solar photovoltaic | KTOE | NL | 2010 | nrg_110a | 0.20097
Primary production | 55431 | 55431-Municipal waste (renewable) | KTOE | IT | 2014 | nrg_110a | 35.9395
Primary production | 55431 | 55431-Municipal waste (renewable) | KTOE | LT | 2013 | nrg_110a | 0.46892
Primary production | 55431 | 55431-Municipal waste (renewable) | KTOE | SK | 2012 | nrg_107a | 0.77874
Primary production | 2200 | 2200-Lignite and Derivatives | KTOE | UA | 2011 | nrg_101a | 5.1414
Imports | 2200 | 2200-Lignite and Derivatives | KTOE | AT | 2012 | nrg_101a | 0.57778
Primary production | 5545 | 5545-Liquid biofuels | KTOE | NO | 2011 | nrg_107a | 3.3578
Imports | 3244 | 3244-Other kerosene | KTOE | CY | 2012 | nrg_102a | 0.5694
Primary production | 5534 | 5534-Solar photovoltaic | KTOE | PT | 2009 | nrg_107a | 0.57778
Primary production | 5534 | 5534-Solar photovoltaic | KTOE | RO | 2012 | nrg_107a | 0.029308
Imports | 5545 | 5545-Liquid biofuels | KTOE | PT | 2009 | nrg_107a | 0.51498
Primary production | 5545 | 5545-Liquid biofuels | KTOE | PL | 2010 | nrg_107a | 18.6648
Imports | 3244 | 3244-Other kerosene | KTOE | CY | 2009 | nrg_110a | 0.83317
Transformation output from Coke Ovens | 2130 | 2130-Coal Tar | KTOE | FR | 2011 | nrg_101a | 3.2029
Primary production | 2200 | 2200-Lignite and Derivatives | KTOE | HU | 2014 | nrg_101a | 66.4864
Primary production | 2200 | 2200-Lignite and Derivatives | KTOE | MK | 2014 | nrg_101a | 41.2316
Primary production | 2200 | 2200-Lignite and Derivatives | KTOE | XK | 2010 | nrg_101a | 67.4787
Consumption in Coal Mines | 2200 | 2200-Lignite and Derivatives | KTOE | EE | 2013 | nrg_101a | 0.11723
Consumption in BKB / PB Plants | 2200 | 2200-Lignite and Derivatives | KTOE | IE | 2012 | nrg_101a | 0.57359
Primary production | 5534 | 5534-Solar photovoltaic | KTOE | UK | 2013 | nrg_107a | 7.1636
Primary production | 5535 | 5535-Tide, Wave and Ocean | KTOE | FR | 2014 | nrg_107a | 1.7333
Primary production | 5535 | 5535-Tide, Wave and Ocean | KTOE | UK | 2009 | nrg_107a | 0.0041868
Primary production | 55431 | 55431-Municipal waste (renewable) | KTOE | FR | 2014 | nrg_107a | 48.9018
Imports | 5545 | 5545-Liquid biofuels | KTOE | ES | 2014 | nrg_107a | 42.1443
Imports | 5545 | 5545-Liquid biofuels | KTOE | RO | 2013 | nrg_107a | 4.0151
Primary production | 5545 | 5545-Liquid biofuels | KTOE | FI | 2014 | nrg_107a | 17.0026
Transformation output from Coke Ovens | 2130 | 2130-Coal Tar | KTOE | ES | 2009 | nrg_110a | 2.5246
Imports | 3244 | 3244-Other kerosene | KTOE | NL | 2011 | nrg_110a | 16.4625
Primary production | 5534 | 5534-Solar photovoltaic | KTOE | AT | 2012 | nrg_110a | 1.2142
Primary production | 5534 | 5534-Solar photovoltaic | KTOE | HU | 2013 | nrg_110a | 0.087923
Primary production | 55431 | 55431-Municipal waste (renewable) | KTOE | AT | 2010 | nrg_110a | 5.761
Primary production | 2200 | 2200-Lignite and Derivatives | KTOE | BG | 2012 | nrg_101a | 234.6534
Primary production | 2200 | 2200-Lignite and Derivatives | KTOE | DE | 2009 | nrg_101a | 1528.7137
Primary production | 2200 | 2200-Lignite and Derivatives | KTOE | EL | 2014 | nrg_101a | 267.2937
Primary production | 2200 | 2200-Lignite and Derivatives | KTOE | EE | 2012 | nrg_101a | 1.658
Primary production | 2200 | 2200-Lignite and Derivatives | KTOE | FI | 2009 | nrg_101a | 91.8375
Primary production | 2200 | 2200-Lignite and Derivatives | KTOE | IE | 2012 | nrg_101a | 13.2052
Imports | 2200 | 2200-Lignite and Derivatives | KTOE | HR | 2012 | nrg_101a | 0.78712
Primary production | 5540 | 5540-Biomass and renewable wastes | KTOE | CY | 2013 | nrg_107a | 0.74525
Primary production | 5540 | 5540-Biomass and renewable wastes | KTOE | ES | 2012 | nrg_107a | 259.5649
Primary production | 5540 | 5540-Biomass and renewable wastes | KTOE | UA | 2012 | nrg_107a | 72.7959
Consumption in Coal Mines | 5540 | 5540-Biomass and renewable wastes | KTOE | PL | 2013 | nrg_107a | 0.046055
Imports | 5547 | 5547-Biodiesels | KTOE | LV | 2014 | nrg_107a | 0.381
Primary production | 5547 | 5547-Biodiesels | KTOE | CY | 2013 | nrg_107a | 0.066989
Primary production | 5547 | 5547-Biodiesels | KTOE | BG | 2012 | nrg_107a | 0.29726
Primary production | 5547 | 5547-Biodiesels | KTOE | EL | 2014 | nrg_107a | 5.9285
Primary production | 5547 | 5547-Biodiesels | KTOE | FI | 2009 | nrg_107a | 9.6129
Primary production | 5547 | 5547-Biodiesels | KTOE | IE | 2012 | nrg_107a | 1.0006
Primary production | 5547 | 5547-Biodiesels | KTOE | IT | 2009 | nrg_107a | 29.5379
Primary production | 5547 | 5547-Biodiesels | KTOE | SI | 2009 | nrg_107a | 0.25958
Primary production | 5547 | 5547-Biodiesels | KTOE | UK | 2011 | nrg_107a | 6.6528
Imports | 5547 | 5547-Biodiesels | KTOE | CZ | 2011 | nrg_107a | 3.6006
Imports | 5547 | 5547-Biodiesels | KTOE | HU | 2012 | nrg_107a | 0.8248
Imports | 5547 | 5547-Biodiesels | KTOE | HR | 2011 | nrg_107a | 0.0083736
Imports | 5547 | 5547-Biodiesels | KTOE | LT | 2011 | nrg_107a | 1.2644
Imports | 5547 | 5547-Biodiesels | KTOE | IS | 2012 | nrg_107a | 0.0083736
Primary production | 2118 | 2118-Sub-bituminous Coal | KTOE | RS | 2009 | nrg_110a | 0.16329
Imports | 2121 | 2121-Coke Oven Coke | KTOE | IT | 2010 | nrg_110a | 0.51498
Imports | 2121 | 2121-Coke Oven Coke | KTOE | LU | 2011 | nrg_110a | 0.029308
Transformation input in Coke Ovens | 2121 | 2121-Coke Oven Coke | KTOE | PL | 2009 | nrg_110a | 1.9385
Imports | 3193 | 3193-Other hydrocarbons | KTOE | LV | 2009 | nrg_110a | 0.079549
Imports | 3193 | 3193-Other hydrocarbons | KTOE | HU | 2014 | nrg_110a | 0.079549
Imports | 3286 | 3286-Paraffin Waxes | KTOE | LV | 2014 | nrg_110a | 0.33076
Primary production | 5547 | 5547-Biodiesels | KTOE | CZ | 2009 | nrg_110a | 5.7317
Primary production | 5547 | 5547-Biodiesels | KTOE | CY | 2010 | nrg_110a | 0.20515
Primary production | 5547 | 5547-Biodiesels | KTOE | ES | 2014 | nrg_110a | 44.8323
Primary production | 5547 | 5547-Biodiesels | KTOE | IE | 2011 | nrg_110a | 1.0048
Imports | 5547 | 5547-Biodiesels | KTOE | CZ | 2014 | nrg_110a | 5.3759
Imports | 5547 | 5547-Biodiesels | KTOE | LT | 2013 | nrg_110a | 1.4026
Imports | 2100 | 2100-Hard coal and derivatives | KTOE | BE | 2009 | nrg_101a | 140.3415
Imports | 2100 | 2100-Hard coal and derivatives | KTOE | UK | 2012 | nrg_101a | 1161.2215
Primary production | 5547 | 5547-Biodiesels | KTOE | SK | 2010 | nrg_107a | 4.6767
Primary production | 5547 | 5547-Biodiesels | KTOE | SK | 2009 | nrg_110a | 4.1742
Primary production | 5547 | 5547-Biodiesels | KTOE | TR | 2013 | nrg_107a | 0.86667
Primary production | 2118 | 2118-Sub-bituminous Coal | KTOE | TR | 2012 | nrg_110a | 23.7224
Transformation input in Coke Ovens | 2410 | 2410-Oil shale and oil sands | KTOE | EE | 2014 | nrg_101a | 1.1346
Primary production | 2100 | 2100-Hard coal and derivatives | KTOE | PL | 2014 | nrg_101a | 1725.1751
Imports | 2100 | 2100-Hard coal and derivatives | KTOE | BG | 2014 | nrg_101a | 40.9176
Imports | 2100 | 2100-Hard coal and derivatives | KTOE | RS | 2012 | nrg_101a | 8.7379
Imports | 3286 | 3286-Paraffin Waxes | KTOE | RS | 2012 | nrg_102a | 0.20097
Primary production | 5540 | 5540-Biomass and renewable wastes | KTOE | PT | 2011 | nrg_107a | 139.1567
Imports | 5540 | 5540-Biomass and renewable wastes | KTOE | RS | 2012 | nrg_107a | 0.4773
Imports | 5540 | 5540-Biomass and renewable wastes | KTOE | PT | 2010 | nrg_107a | 1.8841
Imports | 5547 | 5547-Biodiesels | KTOE | PT | 2013 | nrg_107a | 0.23446
Imports | 5547 | 5547-Biodiesels | KTOE | CY | 2009 | nrg_107a | 0.36844
Imports | 2118 | 2118-Sub-bituminous Coal | KTOE | RS | 2009 | nrg_110a | 0.6657
Imports | 3286 | 3286-Paraffin Waxes | KTOE | CZ | 2013 | nrg_110a | 0.28052
Imports | 3286 | 3286-Paraffin Waxes | KTOE | RS | 2009 | nrg_110a | 0.20097
Primary production | 5547 | 5547-Biodiesels | KTOE | PL | 2010 | nrg_110a | 14.5743
Imports | 5547 | 5547-Biodiesels | KTOE | RO | 2013 | nrg_110a | 2.2148
Transformation input in Coke Ovens | 2100 | 2100-Hard coal and derivatives | KTOE | BE | 2011 | nrg_101a | 75.4671
Transformation input in Coke Ovens | 2100 | 2100-Hard coal and derivatives | KTOE | HU | 2014 | nrg_101a | 38.2297
Transformation output from Coke Ovens | 2100 | 2100-Hard coal and derivatives | KTOE | FR | 2011 | nrg_101a | 87.5083
Imports | 2118 | 2118-Sub-bituminous Coal | KTOE | MK | 2013 | nrg_101a | 2.9015
Imports | 2118 | 2118-Sub-bituminous Coal | KTOE | RO | 2013 | nrg_101a | 17.0486
Consumption in Coal Mines | 2118 | 2118-Sub-bituminous Coal | KTOE | HU | 2010 | nrg_101a | 0.066989
Imports | 2121 | 2121-Coke Oven Coke | KTOE | RO | 2011 | nrg_101a | 22.8557
Transformation output from Coke Ovens | 2121 | 2121-Coke Oven Coke | KTOE | NL | 2012 | nrg_101a | 53.6664
Transformation output from Coke Ovens | 2121 | 2121-Coke Oven Coke | KTOE | RO | 2010 | nrg_101a | 0.058615
Imports | 3286 | 3286-Paraffin Waxes | KTOE | MK | 2011 | nrg_102a | 0.041868
Primary production | 5540 | 5540-Biomass and renewable wastes | KTOE | BE | 2010 | nrg_107a | 85.2014
Primary production | 5540 | 5540-Biomass and renewable wastes | KTOE | HU | 2010 | nrg_107a | 73.5076
Imports | 5540 | 5540-Biomass and renewable wastes | KTOE | EL | 2011 | nrg_107a | 6.4267
Consumption in Coal Mines | 4100 | 4100-Natural gas | KTOE | PL | 2009 | nrg_110a | 0.42287
Consumption in Pipeline transport | 4100 | 4100-Natural gas | KTOE | DE | 2009 | nrg_110a | 13.5317
Consumption in Pipeline transport | 4100 | 4100-Natural gas | KTOE | HU | 2010 | nrg_110a | 1.1514
Primary production | 5100 | 5100-Nuclear heat | KTOE | BE | 2009 | nrg_110a | 509.9983
Primary production | 5100 | 5100-Nuclear heat | KTOE | FR | 2013 | nrg_110a | 4575.7998
Primary production | 7200 | 7200-Waste (non-renewable) | KTOE | FR | 2012 | nrg_110a | 52.4648
Primary production | 4000 | 4000-Gas | KTOE | AL | 2014 | nrg_100a | 1.0383
Primary production | 4000 | 4000-Gas | KTOE | AT | 2013 | nrg_100a | 49.8271
Primary production | 4000 | 4000-Gas | KTOE | HR | 2012 | nrg_100a | 68.4458
Primary production | 4000 | 4000-Gas | KTOE | MD | 2012 | nrg_100a | 0.0041868
Primary production | 7200 | 7200-Waste (non-renewable) | KTOE | HR | 2013 | nrg_100a | 0.36425
Transformation output from Coke Ovens | 4000 | 4000-Gas | KTOE | NL | 2013 | nrg_100a | 15.8135
Transformation output from Coke Ovens | 4000 | 4000-Gas | KTOE | PL | 2009 | nrg_100a | 53.3775
Imports | 4000 | 4000-Gas | KTOE | MK | 2012 | nrg_100a | 4.7939
Consumption in Oil and gas extraction | 4000 | 4000-Gas | KTOE | LT | 2011 | nrg_100a | 0.0041868
Consumption in Pipeline transport | 4000 | 4000-Gas | KTOE | CZ | 2009 | nrg_100a | 2.7424
Consumption in Pipeline transport | 4000 | 4000-Gas | KTOE | FI | 2013 | nrg_100a | 0.24283
Imports | 2210 | 2210-Lignite/Brown Coal | KTOE | HR | 2011 | nrg_101a | 1.2477
Primary production | 2210 | 2210-Lignite/Brown Coal | KTOE | EL | 2011 | nrg_101a | 314.2152
Primary production | 2210 | 2210-Lignite/Brown Coal | KTOE | XK | 2014 | nrg_101a | 56.2036
Transformation input in Gas Works | 2210 | 2210-Lignite/Brown Coal | KTOE | CZ | 2010 | nrg_101a | 19.791
Consumption in Coal Mines | 2210 | 2210-Lignite/Brown Coal | KTOE | RO | 2010 | nrg_101a | 0.062802
Consumption in Coal Mines | 2210 | 2210-Lignite/Brown Coal | KTOE | SK | 2013 | nrg_101a | 0.01256
Primary production | 3105 | 3105-Crude oil (without NGL) | KTOE | ES | 2011 | nrg_102a | 4.2077
Imports | 3105 | 3105-Crude oil (without NGL) | KTOE | HU | 2010 | nrg_102a | 213.196
Imports | 3105 | 3105-Crude oil (without NGL) | KTOE | NL | 2009 | nrg_102a | 1938.8485
Imports | 3105 | 3105-Crude oil (without NGL) | KTOE | UA | 2014 | nrg_102a | 7.6116
Imports | 3270A | 3270A-Total fuel oil | KTOE | MD | 2013 | nrg_102a | 0.56103
Imports | 3270A | 3270A-Total fuel oil | KTOE | NL | 2011 | nrg_102a | 1369.5986
Imports | 3270A | 3270A-Total fuel oil | KTOE | CZ | 2014 | nrg_102a | 0.51916
Imports | 3270A | 3270A-Total fuel oil | KTOE | LT | 2014 | nrg_102a | 0.48148
Consumption in Oil and gas extraction | 4000 | 4000-Gas | KTOE | PL | 2011 | nrg_103a | 7.2557
Consumption in Oil and gas extraction | 4000 | 4000-Gas | KTOE | RO | 2012 | nrg_103a | 12.1375
Consumption in Oil and gas extraction | 4000 | 4000-Gas | KTOE | RS | 2010 | nrg_103a | 1.4193
Consumption in Coal Mines | 4000 | 4000-Gas | KTOE | SK | 2011 | nrg_103a | 0.0041868
Consumption in Coal Mines | 4000 | 4000-Gas | KTOE | UK | 2011 | nrg_103a | 0.72432
Consumption in Coke Ovens | 4000 | 4000-Gas | KTOE | SE | 2013 | nrg_103a | 3.7263
Consumption in Pipeline transport | 4000 | 4000-Gas | KTOE | AT | 2013 | nrg_103a | 10.9569
Consumption in Pipeline transport | 4000 | 4000-Gas | KTOE | BE | 2013 | nrg_103a | 1.905
Primary production | 4100 | 4100-Natural gas | KTOE | CZ | 2010 | nrg_103a | 8.4448
Primary production | 4100 | 4100-Natural gas | KTOE | EL | 2011 | nrg_103a | 0.26796
Primary production | 4100 | 4100-Natural gas | KTOE | HU | 2009 | nrg_103a | 95.7647
Imports | 4100 | 4100-Natural gas | KTOE | HR | 2011 | nrg_103a | 29.7891
Imports | 4100 | 4100-Natural gas | KTOE | IT | 2012 | nrg_103a | 2322.2924
Imports | 4100 | 4100-Natural gas | KTOE | MD | 2010 | nrg_103a | 96.7695
Transformation input in Coke Ovens | 4100 | 4100-Natural gas | KTOE | UK | 2014 | nrg_103a | 0.45217
Consumption in Oil and gas extraction | 4100 | 4100-Natural gas | KTOE | PL | 2013 | nrg_103a | 9.2989
Consumption in Oil and gas extraction | 4100 | 4100-Natural gas | KTOE | UK | 2010 | nrg_103a | 198.044
Consumption in Coke Ovens | 4100 | 4100-Natural gas | KTOE | AT | 2009 | nrg_103a | 0.062802
Primary production | 4000 | 4000-Gas | KTOE | BG | 2009 | nrg_103a | 0.54847
Primary production | 4000 | 4000-Gas | KTOE | CZ | 2014 | nrg_103a | 8.8718
Primary production | 4000 | 4000-Gas | KTOE | DK | 2012 | nrg_103a | 216.0012
Primary production | 4000 | 4000-Gas | KTOE | DE | 2010 | nrg_103a | 465.2916
Primary production | 4000 | 4000-Gas | KTOE | RS | 2010 | nrg_103a | 12.9079
Primary production | 4000 | 4000-Gas | KTOE | UA | 2009 | nrg_103a | 676.5157
Imports | 4000 | 4000-Gas | KTOE | CZ | 2013 | nrg_103a | 291.7404
Imports | 4000 | 4000-Gas | KTOE | IE | 2014 | nrg_103a | 150.3815
Imports | 4000 | 4000-Gas | KTOE | NL | 2009 | nrg_103a | 770.1995
Primary production | 5100 | 5100-Nuclear heat | KTOE | BE | 2012 | nrg_104a | 435.1844
Primary production | 5100 | 5100-Nuclear heat | KTOE | BG | 2013 | nrg_104a | 153.7016
Primary production | 5100 | 5100-Nuclear heat | KTOE | ES | 2009 | nrg_104a | 569.8193
Primary production | 5100 | 5100-Nuclear heat | KTOE | RO | 2010 | nrg_104a | 125.5286
Primary production | 5100 | 5100-Nuclear heat | KTOE | UA | 2009 | nrg_104a | 901.9916
Primary production | 7200 | 7200-Waste (non-renewable) | KTOE | CY | 2014 | nrg_108a | 0.2847
Primary production | 7200 | 7200-Waste (non-renewable) | KTOE | BG | 2010 | nrg_108a | 0.35169
Primary production | 7200 | 7200-Waste (non-renewable) | KTOE | IT | 2012 | nrg_108a | 47.4071
Imports | 2200 | 2200-Lignite and Derivatives | KTOE | HU | 2011 | nrg_101a | 0.2219
Imports | 2200 | 2200-Lignite and Derivatives | KTOE | IT | 2011 | nrg_101a | 0.054428
Imports | 2200 | 2200-Lignite and Derivatives | KTOE | LU | 2012 | nrg_101a | 0.18003
Imports | 2200 | 2200-Lignite and Derivatives | KTOE | NL | 2011 | nrg_101a | 2.018
Imports | 2200 | 2200-Lignite and Derivatives | KTOE | SK | 2012 | nrg_101a | 10.3372
Consumption in Coal Mines | 2200 | 2200-Lignite and Derivatives | KTOE | DE | 2013 | nrg_101a | 0.079549
Consumption in BKB / PB Plants | 2200 | 2200-Lignite and Derivatives | KTOE | UA | 2012 | nrg_101a | 0.35169
Transformation output from BKB / PB Plants | 2200 | 2200-Lignite and Derivatives | KTOE | LT | 2011 | nrg_101a | 0.13816
Imports | 3244 | 3244-Other kerosene | KTOE | DE | 2014 | nrg_102a | 0.38519
Imports | 3244 | 3244-Other kerosene | KTOE | FR | 2013 | nrg_102a | 20.6409
Imports | 3244 | 3244-Other kerosene | KTOE | LV | 2013 | nrg_102a | 0.041868
Primary production | 5534 | 5534-Solar photovoltaic | KTOE | DE | 2011 | nrg_107a | 70.556
Primary production | 5534 | 5534-Solar photovoltaic | KTOE | CZ | 2010 | nrg_107a | 2.2148
Primary production | 5534 | 5534-Solar photovoltaic | KTOE | CY | 2009 | nrg_107a | 0.01256
Primary production | 5534 | 5534-Solar photovoltaic | KTOE | FI | 2011 | nrg_107a | 0.020934
Primary production | 5534 | 5534-Solar photovoltaic | KTOE | SE | 2010 | nrg_107a | 0.029308
Primary production | 55431 | 55431-Municipal waste (renewable) | KTOE | DE | 2013 | nrg_107a | 122.5309
Primary production | 55431 | 55431-Municipal waste (renewable) | KTOE | CZ | 2012 | nrg_107a | 3.5044
Primary production | 55431 | 55431-Municipal waste (renewable) | KTOE | FI | 2013 | nrg_107a | 9.2947
Primary production | 55431 | 55431-Municipal waste (renewable) | KTOE | ES | 2010 | nrg_107a | 7.2934
Imports | 5545 | 5545-Liquid biofuels | KTOE | IE | 2013 | nrg_107a | 2.1855
Imports | 5545 | 5545-Liquid biofuels | KTOE | FR | 2009 | nrg_107a | 17.1115
Imports | 5545 | 5545-Liquid biofuels | KTOE | LV | 2014 | nrg_107a | 0.63639
Primary production | 5545 | 5545-Liquid biofuels | KTOE | CZ | 2011 | nrg_107a | 9.2445
Primary production | 5545 | 5545-Liquid biofuels | KTOE | CY | 2009 | nrg_107a | 0.27214
Primary production | 5545 | 5545-Liquid biofuels | KTOE | DK | 2009 | nrg_107a | 4.8734
Primary production | 5545 | 5545-Liquid biofuels | KTOE | HU | 2012 | nrg_107a | 11.79
Transformation input in Coke Ovens | 2130 | 2130-Coal Tar | KTOE | UA | 2014 | nrg_110a | 20.0925
Transformation output from Coke Ovens | 2130 | 2130-Coal Tar | KTOE | PL | 2010 | nrg_110a | 16.4751
Transformation output from Coke Ovens | 2130 | 2130-Coal Tar | KTOE | NL | 2014 | nrg_110a | 3.4667
Transformation output from Coke Ovens | 2130 | 2130-Coal Tar | KTOE | TR | 2014 | nrg_110a | 6.2969
Imports | 3244 | 3244-Other kerosene | KTOE | IE | 2014 | nrg_110a | 16.3955
Primary production | 5534 | 5534-Solar photovoltaic | KTOE | DE | 2009 | nrg_110a | 23.7015
Primary production | 5534 | 5534-Solar photovoltaic | KTOE | ES | 2010 | nrg_110a | 23.1279
Primary production | 5534 | 5534-Solar photovoltaic | KTOE | IE | 2014 | nrg_110a | 0.0041868
Primary production | 55431 | 55431-Municipal waste (renewable) | KTOE | BE | 2011 | nrg_110a | 20.1971
Primary production | 55431 | 55431-Municipal waste (renewable) | KTOE | DK | 2011 | nrg_110a | 21.135
Imports | 55431 | 55431-Municipal waste (renewable) | KTOE | HU | 2014 | nrg_110a | 0.40193
Imports | 2130 | 2130-Coal Tar | KTOE | BE | 2011 | nrg_101a | 5.4303
Transformation output from Coke Ovens | 2130 | 2130-Coal Tar | KTOE | AT | 2014 | nrg_101a | 1.658
Transformation output from Coke Ovens | 2130 | 2130-Coal Tar | KTOE | BE | 2010 | nrg_101a | 2.6377
Primary production | 2200 | 2200-Lignite and Derivatives | KTOE | LT | 2009 | nrg_101a | 0.61965
Imports | 2200 | 2200-Lignite and Derivatives | KTOE | SI | 2010 | nrg_101a | 1.143
Consumption in Coal Mines | 2200 | 2200-Lignite and Derivatives | KTOE | BG | 2009 | nrg_101a | 0.054428
Consumption in Coal Mines | 2200 | 2200-Lignite and Derivatives | KTOE | CZ | 2011 | nrg_101a | 11.1746
Transformation output from BKB / PB Plants | 2200 | 2200-Lignite and Derivatives | KTOE | DE | 2012 | nrg_101a | 135.7193
Transformation output from BKB / PB Plants | 2200 | 2200-Lignite and Derivatives | KTOE | EE | 2014 | nrg_101a | 1.2393
Transformation output from BKB / PB Plants | 2200 | 2200-Lignite and Derivatives | KTOE | IE | 2010 | nrg_101a | 4.7604
Consumption in Coal Mines | 3244 | 3244-Other kerosene | KTOE | UA | 2012 | nrg_102a | 0.083736
Primary production | 5534 | 5534-Solar photovoltaic | KTOE | NL | 2012 | nrg_107a | 0.81643
Primary production | 55431 | 55431-Municipal waste (renewable) | KTOE | LU | 2009 | nrg_107a | 0.46055
Imports | 5545 | 5545-Liquid biofuels | KTOE | DK | 2010 | nrg_107a | 1.1304
Imports | 5545 | 5545-Liquid biofuels | KTOE | FI | 2009 | nrg_107a | 4.2831
Imports | 5545 | 5545-Liquid biofuels | KTOE | UK | 2011 | nrg_107a | 37.2541
Imports | 5545 | 5545-Liquid biofuels | KTOE | XK | 2011 | nrg_107a | 0.0041868
Primary production | 5545 | 5545-Liquid biofuels | KTOE | MK | 2009 | nrg_107a | 0.020934
Imports | 5545 | 5545-Liquid biofuels | KTOE | BE | 2009 | nrg_107a | 1.2267
Transformation output from Coke Ovens | 2130 | 2130-Coal Tar | KTOE | CZ | 2014 | nrg_110a | 7.4651
Transformation output from Coke Ovens | 2130 | 2130-Coal Tar | KTOE | UA | 2012 | nrg_110a | 32.0081
Imports | 3244 | 3244-Other kerosene | KTOE | SK | 2010 | nrg_110a | 0.087923
Imports | 3244 | 3244-Other kerosene | KTOE | UK | 2011 | nrg_110a | 27.2603
Consumption in Coal Mines | 3244 | 3244-Other kerosene | KTOE | UA | 2013 | nrg_110a | 0.041868
Primary production | 5547 | 5547-Biodiesels | KTOE | BE | 2012 | nrg_107a | 11.2667
Imports | 2118 | 2118-Sub-bituminous Coal | KTOE | MK | 2011 | nrg_110a | 4.191
Imports | 2121 | 2121-Coke Oven Coke | KTOE | ES | 2014 | nrg_110a | 7.0673
Transformation input in Coke Ovens | 2121 | 2121-Coke Oven Coke | KTOE | HU | 2014 | nrg_110a | 0.17166
Transformation output from Coke Ovens | 2121 | 2121-Coke Oven Coke | KTOE | HU | 2009 | nrg_110a | 21.2606
Transformation output from Coke Ovens | 2121 | 2121-Coke Oven Coke | KTOE | FR | 2013 | nrg_110a | 94.9608
Transformation output from Coke Ovens | 2121 | 2121-Coke Oven Coke | KTOE | SK | 2010 | nrg_110a | 47.2522
Primary production | 5547 | 5547-Biodiesels | KTOE | AT | 2012 | nrg_110a | 7.6116
Primary production | 5547 | 5547-Biodiesels | KTOE | FR | 2009 | nrg_110a | 77.707
Primary production | 5547 | 5547-Biodiesels | KTOE | HR | 2010 | nrg_110a | 0.51079
Primary production | 5547 | 5547-Biodiesels | KTOE | MK | 2012 | nrg_110a | 0.033494
Imports | 5547 | 5547-Biodiesels | KTOE | EL | 2013 | nrg_110a | 0.61546
Primary production | 2100 | 2100-Hard coal and derivatives | KTOE | CZ | 2009 | nrg_101a | 298.209
Primary production | 2100 | 2100-Hard coal and derivatives | KTOE | ES | 2014 | nrg_101a | 68.1695
Primary production | 2100 | 2100-Hard coal and derivatives | KTOE | UK | 2014 | nrg_101a | 284.3968
Imports | 2100 | 2100-Hard coal and derivatives | KTOE | HR | 2012 | nrg_101a | 22.4412
Imports | 2100 | 2100-Hard coal and derivatives | KTOE | LV | 2012 | nrg_101a | 3.9523
Imports | 2100 | 2100-Hard coal and derivatives | KTOE | MD | 2011 | nrg_101a | 4.9865
Imports | 2100 | 2100-Hard coal and derivatives | KTOE | LU | 2012 | nrg_101a | 2.0557
Imports | 2100 | 2100-Hard coal and derivatives | KTOE | TR | 2013 | nrg_101a | 733.138
Transformation input in Coke Ovens | 2100 | 2100-Hard coal and derivatives | KTOE | FI | 2010 | nrg_101a | 35.0142
Transformation input in Coke Ovens | 2100 | 2100-Hard coal and derivatives | KTOE | IT | 2010 | nrg_101a | 152.3493
Transformation input in Coke Ovens | 2100 | 2100-Hard coal and derivatives | KTOE | SK | 2012 | nrg_101a | 59.0883
Transformation output from Patent Fuel Plants | 2100 | 2100-Hard coal and derivatives | KTOE | HU | 2009 | nrg_101a | 0.26377
Consumption in Coke Ovens | 2100 | 2100-Hard coal and derivatives | KTOE | IT | 2010 | nrg_101a | 1.6119
Consumption in Coke Ovens | 2100 | 2100-Hard coal and derivatives | KTOE | PL | 2010 | nrg_101a | 0.32657
Primary production | 2118 | 2118-Sub-bituminous Coal | KTOE | RO | 2012 | nrg_101a | 0.97552
Imports | 2121 | 2121-Coke Oven Coke | KTOE | DE | 2014 | nrg_101a | 100.3199
Imports | 2121 | 2121-Coke Oven Coke | KTOE | HR | 2013 | nrg_101a | 0.77037
Imports | 2121 | 2121-Coke Oven Coke | KTOE | IT | 2013 | nrg_101a | 26.4773
Imports | 2121 | 2121-Coke Oven Coke | KTOE | LT | 2013 | nrg_101a | 0.5401
Primary production | 2410 | 2410-Oil shale and oil sands | KTOE | EE | 2010 | nrg_101a | 161.397
Imports | 3193 | 3193-Other hydrocarbons | KTOE | LV | 2013 | nrg_102a | 0.1256
Imports | 3286 | 3286-Paraffin Waxes | KTOE | HR | 2012 | nrg_102a | 0.20097
Imports | 3286 | 3286-Paraffin Waxes | KTOE | LV | 2014 | nrg_102a | 0.33076
Imports | 3286 | 3286-Paraffin Waxes | KTOE | SK | 2012 | nrg_102a | 0.12979
Primary production | 5540 | 5540-Biomass and renewable wastes | KTOE | DK | 2009 | nrg_107a | 91.8835
Primary production | 5540 | 5540-Biomass and renewable wastes | KTOE | BG | 2009 | nrg_107a | 33.5614
Primary production | 5540 | 5540-Biomass and renewable wastes | KTOE | EL | 2010 | nrg_107a | 37.1244
Primary production | 5540 | 5540-Biomass and renewable wastes | KTOE | EE | 2014 | nrg_107a | 47.382
Primary production | 5540 | 5540-Biomass and renewable wastes | KTOE | IE | 2011 | nrg_107a | 11.497
Primary production | 5540 | 5540-Biomass and renewable wastes | KTOE | IS | 2011 | nrg_107a | 0.050242
Primary production | 5540 | 5540-Biomass and renewable wastes | KTOE | IT | 2011 | nrg_107a | 307.8219
Primary production | 5540 | 5540-Biomass and renewable wastes | KTOE | XK | 2014 | nrg_107a | 10.4377
Imports | 5540 | 5540-Biomass and renewable wastes | KTOE | IE | 2010 | nrg_107a | 1.8338
Imports | 5540 | 5540-Biomass and renewable wastes | KTOE | HU | 2012 | nrg_107a | 3.3243
Imports | 5540 | 5540-Biomass and renewable wastes | KTOE | LT | 2013 | nrg_107a | 6.59
Imports | 5540 | 5540-Biomass and renewable wastes | KTOE | LU | 2012 | nrg_107a | 2.2106
Imports | 5540 | 5540-Biomass and renewable wastes | KTOE | NL | 2014 | nrg_107a | 20.5991
Consumption in Coal Mines | 5540 | 5540-Biomass and renewable wastes | KTOE | DE | 2013 | nrg_107a | 0.45636
Primary production | 5547 | 5547-Biodiesels | KTOE | SE | 2012 | nrg_107a | 14.0342
Imports | 5547 | 5547-Biodiesels | KTOE | DE | 2010 | nrg_107a | 31.9076
Imports | 5547 | 5547-Biodiesels | KTOE | IT | 2011 | nrg_107a | 37.6226
Primary production | 2118 | 2118-Sub-bituminous Coal | KTOE | ES | 2010 | nrg_110a | 32.0583
Imports | 2121 | 2121-Coke Oven Coke | KTOE | CZ | 2010 | nrg_110a | 25.2213
Imports | 2121 | 2121-Coke Oven Coke | KTOE | FR | 2011 | nrg_110a | 34.4574
Imports | 2121 | 2121-Coke Oven Coke | KTOE | HR | 2009 | nrg_110a | 0.68245
Imports | 2121 | 2121-Coke Oven Coke | KTOE | MD | 2010 | nrg_110a | 0.11304
Imports | 3286 | 3286-Paraffin Waxes | KTOE | DE | 2010 | nrg_110a | 15.3362
Imports | 3286 | 3286-Paraffin Waxes | KTOE | IE | 2014 | nrg_110a | 0.3182
Imports | 3286 | 3286-Paraffin Waxes | KTOE | LT | 2010 | nrg_110a | 0.51916
Imports | 3286 | 3286-Paraffin Waxes | KTOE | NL | 2014 | nrg_110a | 5.1246
Imports | 3286 | 3286-Paraffin Waxes | KTOE | UA | 2014 | nrg_110a | 0.079549
Primary production | 5547 | 5547-Biodiesels | KTOE | UK | 2010 | nrg_110a | 5.7778
Primary production | 5534 | 5534-Solar photovoltaic | KTOE | LT | 2014 | nrg_110a | 0.26377
Primary production | 5534 | 5534-Solar photovoltaic | KTOE | MT | 2012 | nrg_110a | 0.058615
Primary production | 55431 | 55431-Municipal waste (renewable) | KTOE | IT | 2010 | nrg_110a | 32.5901
Primary production | 55431 | 55431-Municipal waste (renewable) | KTOE | LU | 2011 | nrg_110a | 0.46473
Primary production | 5534 | 5534-Solar photovoltaic | KTOE | SK | 2010 | nrg_107a | 0.062802
Primary production | 5534 | 5534-Solar photovoltaic | KTOE | SK | 2014 | nrg_110a | 2.1478
Primary production | 5545 | 5545-Liquid biofuels | KTOE | SK | 2009 | nrg_107a | 6.2886
Primary production | 2200 | 2200-Lignite and Derivatives | KTOE | TR | 2009 | nrg_101a | 654.4973
Primary production | 2200 | 2200-Lignite and Derivatives | KTOE | PL | 2012 | nrg_101a | 533.1387
Transformation input in BKB / PB Plants | 2200 | 2200-Lignite and Derivatives | KTOE | RS | 2014 | nrg_101a | 6.5523
Imports | 2200 | 2200-Lignite and Derivatives | KTOE | PL | 2009 | nrg_101a | 0.40193
Imports | 5545 | 5545-Liquid biofuels | KTOE | NO | 2014 | nrg_107a | 5.3591
Imports | 5545 | 5545-Liquid biofuels | KTOE | PL | 2012 | nrg_107a | 8.135
Imports | 3244 | 3244-Other kerosene | KTOE | NO | 2014 | nrg_110a | 6.4644
Imports | 2130 | 2130-Coal Tar | KTOE | CZ | 2014 | nrg_101a | 11.3839
Primary production | 2200 | 2200-Lignite and Derivatives | KTOE | RO | 2013 | nrg_101a | 193.9451
Transformation input in Coke Ovens | 2200 | 2200-Lignite and Derivatives | KTOE | DE | 2014 | nrg_101a | 5.694
Imports | 3244 | 3244-Other kerosene | KTOE | RO | 2009 | nrg_102a | 0.041868
Imports | 5545 | 5545-Liquid biofuels | KTOE | BG | 2014 | nrg_107a | 2.5498
Imports | 5545 | 5545-Liquid biofuels | KTOE | CY | 2012 | nrg_107a | 0.4438
Primary production | 5545 | 5545-Liquid biofuels | KTOE | PT | 2013 | nrg_107a | 11.4886
Imports | 2130 | 2130-Coal Tar | KTOE | CZ | 2009 | nrg_110a | 10.3665
Consumption in Gas Works | 2130 | 2130-Coal Tar | KTOE | CZ | 2012 | nrg_110a | 1.9594
Primary production | 5534 | 5534-Solar photovoltaic | KTOE | PT | 2013 | nrg_110a | 1.725
Transformation output from Coke Ovens | 2130 | 2130-Coal Tar | KTOE | HU | 2013 | nrg_101a | 2.0348
Transformation output from Coke Ovens | 2130 | 2130-Coal Tar | KTOE | NL | 2010 | nrg_101a | 3.7681
Transformation output from Coke Ovens | 2130 | 2130-Coal Tar | KTOE | SK | 2014 | nrg_101a | 2.1101
Imports | 2200 | 2200-Lignite and Derivatives | KTOE | MK | 2011 | nrg_101a | 0.53591
Transformation output from BKB / PB Plants | 2200 | 2200-Lignite and Derivatives | KTOE | UA | 2013 | nrg_101a | 5.38
Primary production | 55431 | 55431-Municipal waste (renewable) | KTOE | AT | 2010 | nrg_107a | 5.761
Imports | 5545 | 5545-Liquid biofuels | KTOE | EE | 2011 | nrg_107a | 0.1591
Primary production | 5545 | 5545-Liquid biofuels | KTOE | AT | 2014 | nrg_107a | 16.0354
Primary production | 5545 | 5545-Liquid biofuels | KTOE | LV | 2012 | nrg_107a | 3.4081
Transformation output from Coke Ovens | 2130 | 2130-Coal Tar | KTOE | FI | 2011 | nrg_110a | 0.075362
Imports | 3244 | 3244-Other kerosene | KTOE | EL | 2009 | nrg_110a | 1.1597
Primary production | 5534 | 5534-Solar photovoltaic | KTOE | MK | 2012 | nrg_110a | 0.0083736
Primary production | 5535 | 5535-Tide, Wave and Ocean | KTOE | FR | 2012 | nrg_110a | 1.6496
Transformation input in Coke Ovens | 2130 | 2130-Coal Tar | KTOE | UA | 2009 | nrg_101a | 15.6461
Primary production | 2200 | 2200-Lignite and Derivatives | KTOE | CZ | 2014 | nrg_101a | 470.9899
Primary production | 2200 | 2200-Lignite and Derivatives | KTOE | SE | 2014 | nrg_101a | 5.6271
Imports | 2200 | 2200-Lignite and Derivatives | KTOE | CZ | 2010 | nrg_101a | 3.8267
Imports | 2200 | 2200-Lignite and Derivatives | KTOE | DE | 2013 | nrg_101a | 1.7585
Imports | 2200 | 2200-Lignite and Derivatives | KTOE | FR | 2013 | nrg_101a | 2.4828
Imports | 2200 | 2200-Lignite and Derivatives | KTOE | LT | 2011 | nrg_101a | 1.39
Consumption in Coal Mines | 2200 | 2200-Lignite and Derivatives | KTOE | SK | 2010 | nrg_101a | 0.020934
Consumption in BKB / PB Plants | 2200 | 2200-Lignite and Derivatives | KTOE | DE | 2010 | nrg_101a | 10.3916
Imports | 3244 | 3244-Other kerosene | KTOE | CZ | 2014 | nrg_102a | 0.083736
Imports | 3244 | 3244-Other kerosene | KTOE | IE | 2013 | nrg_102a | 20.8168
Primary production | 5534 | 5534-Solar photovoltaic | KTOE | ES | 2014 | nrg_107a | 29.5839
Imports | 5545 | 5545-Liquid biofuels | KTOE | HU | 2010 | nrg_107a | 2.713
Imports | 5545 | 5545-Liquid biofuels | KTOE | IS | 2011 | nrg_107a | 0.0041868
Imports | 5545 | 5545-Liquid biofuels | KTOE | LU | 2012 | nrg_107a | 2.0473
Imports | 5545 | 5545-Liquid biofuels | KTOE | TR | 2014 | nrg_107a | 2.9433
Imports | 5545 | 5545-Liquid biofuels | KTOE | SK | 2013 | nrg_107a | 1.8422
Primary production | 5545 | 5545-Liquid biofuels | KTOE | BG | 2012 | nrg_107a | 0.29726
Primary production | 5545 | 5545-Liquid biofuels | KTOE | BE | 2009 | nrg_107a | 14.6999
Primary production | 5545 | 5545-Liquid biofuels | KTOE | DE | 2013 | nrg_107a | 132.1396
Primary production | 5545 | 5545-Liquid biofuels | KTOE | IE | 2009 | nrg_107a | 2.4158
Primary production | 5545 | 5545-Liquid biofuels | KTOE | RO | 2013 | nrg_107a | 6.163
Primary production | 5545 | 5545-Liquid biofuels | KTOE | SE | 2010 | nrg_107a | 26.0335
Imports | 2130 | 2130-Coal Tar | KTOE | NL | 2014 | nrg_110a | 1.2058
Imports | 3244 | 3244-Other kerosene | KTOE | IT | 2009 | nrg_110a | 6.3639
Imports | 3244 | 3244-Other kerosene | KTOE | LU | 2013 | nrg_110a | 0.041868
Imports | 3244 | 3244-Other kerosene | KTOE | FR | 2011 | nrg_110a | 12.5981
Primary production | 7200 | 7200-Waste (non-renewable) | KTOE | SI | 2009 | nrg_108a | 0.82899
Primary production | 7200 | 7200-Waste (non-renewable) | KTOE | SE | 2011 | nrg_108a | 21.4992
Primary production | 2210 | 2210-Lignite/Brown Coal | KTOE | DE | 2014 | nrg_110a | 1617.679
Primary production | 2210 | 2210-Lignite/Brown Coal | KTOE | RS | 2010 | nrg_110a | 302.668
Transformation input in Gas Works | 2210 | 2210-Lignite/Brown Coal | KTOE | CZ | 2012 | nrg_110a | 19.7994
Primary production | 2210 | 2210-Lignite/Brown Coal | KTOE | XK | 2011 | nrg_110a | 64.7028
Imports | 2210 | 2210-Lignite/Brown Coal | KTOE | CZ | 2009 | nrg_110a | 1.5114
Imports | 2210 | 2210-Lignite/Brown Coal | KTOE | HR | 2011 | nrg_110a | 1.2477
Imports | 2210 | 2210-Lignite/Brown Coal | KTOE | IT | 2014 | nrg_110a | 0.033494
Imports | 2210 | 2210-Lignite/Brown Coal | KTOE | NL | 2010 | nrg_110a | 0.51916
Primary production | 3105 | 3105-Crude oil (without NGL) | KTOE | CZ | 2010 | nrg_110a | 7.4651
Primary production | 3105 | 3105-Crude oil (without NGL) | KTOE | EL | 2009 | nrg_110a | 3.3829
Primary production | 3105 | 3105-Crude oil (without NGL) | KTOE | RS | 2012 | nrg_110a | 48.2696
Imports | 3105 | 3105-Crude oil (without NGL) | KTOE | DE | 2009 | nrg_110a | 4063.4318
Imports | 3105 | 3105-Crude oil (without NGL) | KTOE | TR | 2010 | nrg_110a | 719.0955
Imports | 3270A | 3270A-Total fuel oil | KTOE | TR | 2011 | nrg_110a | 27.0384
Primary production | 4000 | 4000-Gas | KTOE | ES | 2011 | nrg_110a | 1.905
Primary production | 4000 | 4000-Gas | KTOE | HU | 2013 | nrg_110a | 64.6568
Primary production | 4000 | 4000-Gas | KTOE | UK | 2013 | nrg_110a | 1376.2137
Imports | 4000 | 4000-Gas | KTOE | HU | 2010 | nrg_110a | 331.2847
Imports | 4000 | 4000-Gas | KTOE | HR | 2013 | nrg_110a | 43.1952
Imports | 4000 | 4000-Gas | KTOE | MD | 2011 | nrg_110a | 94.4751
Imports | 4000 | 4000-Gas | KTOE | LV | 2011 | nrg_110a | 59.0213
Imports | 4000 | 4000-Gas | KTOE | NL | 2012 | nrg_110a | 782.7683
Imports | 4000 | 4000-Gas | KTOE | TR | 2010 | nrg_110a | 1311.2932
Transformation input in Gas Works | 4000 | 4000-Gas | KTOE | HR | 2012 | nrg_110a | 0.10048
Consumption in Oil and gas extraction | 4000 | 4000-Gas | KTOE | NO | 2011 | nrg_110a | 147.8861
Consumption in Oil and gas extraction | 4000 | 4000-Gas | KTOE | PT | 2013 | nrg_110a | 0.0083736
Consumption in Coal Mines | 4000 | 4000-Gas | KTOE | PL | 2010 | nrg_110a | 0.84573
Consumption in Coke Ovens | 4000 | 4000-Gas | KTOE | PL | 2014 | nrg_110a | 40.1807
Consumption in Coke Ovens | 4000 | 4000-Gas | KTOE | NL | 2009 | nrg_110a | 6.2216
Consumption in Gas Works | 4000 | 4000-Gas | KTOE | PL | 2013 | nrg_110a | 0.0083736
Consumption in Coal Mines | 4000 | 4000-Gas | KTOE | SK | 2013 | nrg_110a | 0.0041868
Consumption in Coke Ovens | 4000 | 4000-Gas | KTOE | CZ | 2011 | nrg_110a | 9.3659
Transformation output from Coke Ovens | 4000 | 4000-Gas | KTOE | SE | 2013 | nrg_110a | 7.1971
Transformation output from Coke Ovens | 4000 | 4000-Gas | KTOE | TR | 2014 | nrg_110a | 30.4045
Consumption in Coke Ovens | 4000 | 4000-Gas | KTOE | SE | 2009 | nrg_110a | 3.676
Consumption in Pipeline transport | 4000 | 4000-Gas | KTOE | AT | 2011 | nrg_110a | 7.1636
Primary production | 4100 | 4100-Natural gas | KTOE | BG | 2010 | nrg_110a | 2.4744
Primary production | 4100 | 4100-Natural gas | KTOE | CZ | 2011 | nrg_110a | 7.9298
Primary production | 4100 | 4100-Natural gas | KTOE | IT | 2012 | nrg_110a | 295.0647
Primary production | 4100 | 4100-Natural gas | KTOE | RS | 2014 | nrg_110a | 18.5768
Imports | 4100 | 4100-Natural gas | KTOE | FR | 2012 | nrg_110a | 1773.7001
Imports | 4100 | 4100-Natural gas | KTOE | IE | 2012 | nrg_110a | 160.7019
Imports | 4100 | 4100-Natural gas | KTOE | HU | 2010 | nrg_110a | 331.2847
Imports | 4100 | 4100-Natural gas | KTOE | LT | 2013 | nrg_110a | 90.6568
Imports | 4100 | 4100-Natural gas | KTOE | TR | 2009 | nrg_110a | 1236.1025
Transformation input in Gas Works | 4100 | 4100-Natural gas | KTOE | DK | 2010 | nrg_110a | 0.61546
Consumption in Oil and gas extraction | 4100 | 4100-Natural gas | KTOE | IT | 2010 | nrg_110a | 11.5095
Consumption in Oil and gas extraction | 4100 | 4100-Natural gas | KTOE | PL | 2009 | nrg_110a | 6.0918
Consumption in Oil and gas extraction | 4100 | 4100-Natural gas | KTOE | UK | 2012 | nrg_110a | 157.0134
Consumption in Coke Ovens | 4100 | 4100-Natural gas | KTOE | AT | 2011 | nrg_110a | 0.083736
Consumption in Pipeline transport | 4100 | 4100-Natural gas | KTOE | BG | 2013 | nrg_110a | 7.6074
Primary production | 5100 | 5100-Nuclear heat | KTOE | BG | 2012 | nrg_110a | 171.416
Primary production | 5100 | 5100-Nuclear heat | KTOE | CZ | 2009 | nrg_110a | 294.8303
Primary production | 5100 | 5100-Nuclear heat | KTOE | FI | 2010 | nrg_110a | 246.2383
Primary production | 7200 | 7200-Waste (non-renewable) | KTOE | BG | 2010 | nrg_110a | 0.35169
Primary production | 7200 | 7200-Waste (non-renewable) | KTOE | FI | 2009 | nrg_110a | 6.0541
Primary production | 7200 | 7200-Waste (non-renewable) | KTOE | EL | 2011 | nrg_110a | 1.1765
Primary production | 4000 | 4000-Gas | KTOE | DE | 2010 | nrg_100a | 465.2916
Primary production | 4000 | 4000-Gas | KTOE | DK | 2009 | nrg_100a | 314.9102
Primary production | 4000 | 4000-Gas | KTOE | ES | 2011 | nrg_100a | 1.905
Primary production | 7200 | 7200-Waste (non-renewable) | KTOE | BG | 2012 | nrg_100a | 0.27633
Primary production | 7200 | 7200-Waste (non-renewable) | KTOE | IT | 2014 | nrg_100a | 48.4748
Primary production | 7200 | 7200-Waste (non-renewable) | KTOE | SE | 2013 | nrg_100a | 24.476
Primary production | 7200 | 7200-Waste (non-renewable) | KTOE | SI | 2011 | nrg_100a | 1.2267
Imports | 5547 | 5547-Biodiesels | KTOE | FR | 2011 | nrg_110a | 18.3382
Imports | 5547 | 5547-Biodiesels | KTOE | HU | 2010 | nrg_110a | 0.89179
Imports | 5547 | 5547-Biodiesels | KTOE | LU | 2013 | nrg_110a | 2.286
Imports | 5547 | 5547-Biodiesels | KTOE | LV | 2010 | nrg_110a | 0.12979
Imports | 5547 | 5547-Biodiesels | KTOE | MT | 2014 | nrg_110a | 0.16329
Primary production | 2100 | 2100-Hard coal and derivatives | KTOE | NO | 2009 | nrg_101a | 74.211
Imports | 2100 | 2100-Hard coal and derivatives | KTOE | AT | 2012 | nrg_101a | 139.1316
Imports | 2100 | 2100-Hard coal and derivatives | KTOE | SI | 2010 | nrg_101a | 10.5465
Imports | 2100 | 2100-Hard coal and derivatives | KTOE | SE | 2010 | nrg_101a | 102.9199
Imports | 2100 | 2100-Hard coal and derivatives | KTOE | UA | 2012 | nrg_101a | 417.0513
Consumption in Coal Mines | 2100 | 2100-Hard coal and derivatives | KTOE | UA | 2011 | nrg_101a | 1.8673
Transformation output from Coke Ovens | 2100 | 2100-Hard coal and derivatives | KTOE | BE | 2014 | nrg_101a | 42.9356
Primary production | 5540 | 5540-Biomass and renewable wastes | KTOE | SK | 2013 | nrg_107a | 41.307
Primary production | 5547 | 5547-Biodiesels | KTOE | TR | 2010 | nrg_107a | 0.29726
Primary production | 2118 | 2118-Sub-bituminous Coal | KTOE | TR | 2009 | nrg_110a | 19.925
Imports | 2100 | 2100-Hard coal and derivatives | KTOE | NO | 2012 | nrg_101a | 33.6828
Imports | 2100 | 2100-Hard coal and derivatives | KTOE | PL | 2014 | nrg_101a | 266.4145
Imports | 2121 | 2121-Coke Oven Coke | KTOE | AT | 2013 | nrg_101a | 35.9939
Transformation input in Coke Ovens | 2410 | 2410-Oil shale and oil sands | KTOE | EE | 2011 | nrg_101a | 0.85411
Imports | 5540 | 5540-Biomass and renewable wastes | KTOE | NO | 2014 | nrg_107a | 6.2425
Imports | 5547 | 5547-Biodiesels | KTOE | NO | 2013 | nrg_107a | 4.8106
Imports | 5547 | 5547-Biodiesels | KTOE | AT | 2014 | nrg_107a | 19.2216
Imports | 3286 | 3286-Paraffin Waxes | KTOE | PL | 2014 | nrg_110a | 2.6
Imports | 5547 | 5547-Biodiesels | KTOE | NO | 2012 | nrg_110a | 5.0493
Primary production | 2100 | 2100-Hard coal and derivatives | KTOE | PL | 2011 | nrg_101a | 1789.7523
Imports | 2100 | 2100-Hard coal and derivatives | KTOE | BG | 2011 | nrg_101a | 85.5196
Imports | 2100 | 2100-Hard coal and derivatives | KTOE | RS | 2009 | nrg_101a | 20.9131
Imports | 3286 | 3286-Paraffin Waxes | KTOE | BG | 2012 | nrg_102a | 0.12142
Imports | 3286 | 3286-Paraffin Waxes | KTOE | RS | 2009 | nrg_102a | 0.20097
Imports | 5540 | 5540-Biomass and renewable wastes | KTOE | CY | 2012 | nrg_107a | 0.90435
Imports | 5540 | 5540-Biomass and renewable wastes | KTOE | EE | 2014 | nrg_107a | 1.5072
Imports | 5540 | 5540-Biomass and renewable wastes | KTOE | RS | 2009 | nrg_107a | 0.029308
Consumption in BKB / PB Plants | 5540 | 5540-Biomass and renewable wastes | KTOE | LT | 2012 | nrg_107a | 0.0041868
Primary production | 5547 | 5547-Biodiesels | KTOE | PL | 2013 | nrg_107a | 24.2081
Primary production | 5547 | 5547-Biodiesels | KTOE | RO | 2014 | nrg_107a | 4.057
Imports | 3286 | 3286-Paraffin Waxes | KTOE | CZ | 2010 | nrg_110a | 0.52335
Primary production | 5547 | 5547-Biodiesels | KTOE | LV | 2013 | nrg_110a | 2.4577
Primary production | 5547 | 5547-Biodiesels | KTOE | MK | 2009 | nrg_110a | 0.020934
Imports | 5547 | 5547-Biodiesels | KTOE | RO | 2010 | nrg_110a | 3.0061
Primary production | 2100 | 2100-Hard coal and derivatives | KTOE | UK | 2011 | nrg_101a | 437.3657
Imports | 2100 | 2100-Hard coal and derivatives | KTOE | EL | 2012 | nrg_101a | 7.5111
Imports | 2100 | 2100-Hard coal and derivatives | KTOE | PT | 2012 | nrg_101a | 126.9396
Transformation input in Coke Ovens | 2100 | 2100-Hard coal and derivatives | KTOE | HU | 2011 | nrg_101a | 44.6564
Transformation input in Coke Ovens | 2100 | 2100-Hard coal and derivatives | KTOE | RO | 2009 | nrg_101a | 13.6406
Transformation output from Patent Fuel Plants | 2100 | 2100-Hard coal and derivatives | KTOE | UK | 2014 | nrg_101a | 8.0303
Transformation output from Coke Ovens | 2100 | 2100-Hard coal and derivatives | KTOE | FI | 2012 | nrg_101a | 25.5981
Transformation output from Coke Ovens | 2100 | 2100-Hard coal and derivatives | KTOE | IT | 2014 | nrg_101a | 54.7215
Imports | 2118 | 2118-Sub-bituminous Coal | KTOE | MK | 2010 | nrg_101a | 4.5259
Imports | 2118 | 2118-Sub-bituminous Coal | KTOE | RO | 2010 | nrg_101a | 15.8429
Transformation output from Coke Ovens | 2121 | 2121-Coke Oven Coke | KTOE | HU | 2012 | nrg_101a | 29.2406
Primary production | 5540 | 5540-Biomass and renewable wastes | KTOE | AT | 2013 | nrg_107a | 220.95
Primary production | 5540 | 5540-Biomass and renewable wastes | KTOE | XK | 2011 | nrg_107a | 10.0693
Imports | 5540 | 5540-Biomass and renewable wastes | KTOE | MK | 2012 | nrg_107a | 0.17166
Imports | 5547 | 5547-Biodiesels | KTOE | PT | 2009 | nrg_107a | 0.51498
Imports | 5547 | 5547-Biodiesels | KTOE | PL | 2012 | nrg_107a | 6.9668
Primary production | 5547 | 5547-Biodiesels | KTOE | BE | 2009 | nrg_107a | 9.3617
Primary production | 5547 | 5547-Biodiesels | KTOE | AT | 2013 | nrg_107a | 6.4686
Imports | 2121 | 2121-Coke Oven Coke | KTOE | ES | 2011 | nrg_110a | 4.7018
Transformation input in Coke Ovens | 2121 | 2121-Coke Oven Coke | KTOE | HU | 2011 | nrg_110a | 0.14235
Transformation output from Coke Ovens | 2121 | 2121-Coke Oven Coke | KTOE | FI | 2014 | nrg_110a | 25.3092
Transformation output from Coke Ovens | 2121 | 2121-Coke Oven Coke | KTOE | FR | 2010 | nrg_110a | 89.8027
Consumption in Coal Mines | 2410 | 2410-Oil shale and oil sands | KTOE | EE | 2014 | nrg_110a | 0.1591
Primary production | 3193 | 3193-Other hydrocarbons | KTOE | HU | 2012 | nrg_110a | 2.7214
Primary production | 5534 | 5534-Solar photovoltaic | KTOE | BG | 2009 | nrg_110a | 0.01256
Primary production | 5534 | 5534-Solar photovoltaic | KTOE | BE | 2011 | nrg_110a | 4.2119
Primary production | 5534 | 5534-Solar photovoltaic | KTOE | DK | 2014 | nrg_110a | 2.1436
Primary production | 5534 | 5534-Solar photovoltaic | KTOE | IT | 2011 | nrg_110a | 38.8661
Primary production | 5534 | 5534-Solar photovoltaic | KTOE | SE | 2012 | nrg_110a | 0.066989
Primary production | 55431 | 55431-Municipal waste (renewable) | KTOE | BG | 2009 | nrg_110a | 0.24283
Primary production | 55431 | 55431-Municipal waste (renewable) | KTOE | HU | 2014 | nrg_110a | 1.8254
Primary production | 55431 | 55431-Municipal waste (renewable) | KTOE | UK | 2012 | nrg_110a | 22.4831
Imports | 55431 | 55431-Municipal waste (renewable) | KTOE | NL | 2012 | nrg_110a | 5.5056
Imports | 2130 | 2130-Coal Tar | KTOE | AT | 2010 | nrg_101a | 0.075362
Transformation output from Coke Ovens | 2130 | 2130-Coal Tar | KTOE | CZ | 2010 | nrg_101a | 7.352
Consumption in Coke Ovens | 2130 | 2130-Coal Tar | KTOE | ES | 2013 | nrg_101a | 0.37681
Imports | 2200 | 2200-Lignite and Derivatives | KTOE | DK | 2010 | nrg_101a | 0.041868
Transformation output from BKB / PB Plants | 2200 | 2200-Lignite and Derivatives | KTOE | BG | 2014 | nrg_101a | 27.838
Imports | 3244 | 3244-Other kerosene | KTOE | AT | 2010 | nrg_102a | 0.041868
Imports | 3244 | 3244-Other kerosene | KTOE | FI | 2013 | nrg_102a | 13.4522
Imports | 3244 | 3244-Other kerosene | KTOE | UA | 2010 | nrg_102a | 1.6329
Imports | 3244 | 3244-Other kerosene | KTOE | UK | 2014 | nrg_102a | 27.0802
Primary production | 5534 | 5534-Solar photovoltaic | KTOE | LU | 2013 | nrg_107a | 0.26377
Primary production | 5534 | 5534-Solar photovoltaic | KTOE | MT | 2011 | nrg_107a | 0.016747
Primary production | 55431 | 55431-Municipal waste (renewable) | KTOE | NO | 2014 | nrg_107a | 9.2947
Imports | 2130 | 2130-Coal Tar | KTOE | BE | 2009 | nrg_110a | 5.8448
Transformation output from Coke Ovens | 2130 | 2130-Coal Tar | KTOE | UK | 2014 | nrg_110a | 5.8071
Imports | 3244 | 3244-Other kerosene | KTOE | BE | 2010 | nrg_110a | 2.9224
Primary production | 5534 | 5534-Solar photovoltaic | KTOE | NL | 2012 | nrg_110a | 0.81643
Imports | 7200 | 7200-Waste (non-renewable) | KTOE | LV | 2010 | nrg_100a | 0.762
Transformation output from Coke Ovens | 4000 | 4000-Gas | KTOE | SK | 2011 | nrg_100a | 11.9366
Imports | 4000 | 4000-Gas | KTOE | HR | 2013 | nrg_100a | 43.1952
Imports | 4000 | 4000-Gas | KTOE | MD | 2012 | nrg_100a | 93.8555
Imports | 4000 | 4000-Gas | KTOE | LV | 2013 | nrg_100a | 58.3012
Imports | 4000 | 4000-Gas | KTOE | LU | 2013 | nrg_100a | 37.2583
Consumption in Oil and gas extraction | 4000 | 4000-Gas | KTOE | IT | 2014 | nrg_100a | 35.7469
Consumption in Oil and gas extraction | 4000 | 4000-Gas | KTOE | NL | 2009 | nrg_100a | 25.4432
Consumption in Oil and gas extraction | 4000 | 4000-Gas | KTOE | PT | 2013 | nrg_100a | 0.0083736
Consumption in Oil and gas extraction | 4000 | 4000-Gas | KTOE | RO | 2014 | nrg_100a | 15.1646
Consumption in Oil and gas extraction | 4000 | 4000-Gas | KTOE | RS | 2012 | nrg_100a | 1.6705
Consumption in Coal Mines | 4000 | 4000-Gas | KTOE | PL | 2010 | nrg_100a | 0.84573
Consumption in Coke Ovens | 4000 | 4000-Gas | KTOE | AT | 2013 | nrg_100a | 6.4393
Consumption in Coke Ovens | 4000 | 4000-Gas | KTOE | NL | 2013 | nrg_100a | 7.4986
Consumption in Pipeline transport | 4000 | 4000-Gas | KTOE | BE | 2013 | nrg_100a | 1.905
Primary production | 5100 | 5100-Nuclear heat | KTOE | BE | 2012 | nrg_100a | 435.1844
Primary production | 5100 | 5100-Nuclear heat | KTOE | HU | 2009 | nrg_100a | 167.1077
Primary production | 3105 | 3105-Crude oil (without NGL) | KTOE | LT | 2014 | nrg_102a | 3.4834
Primary production | 3105 | 3105-Crude oil (without NGL) | KTOE | NL | 2009 | nrg_102a | 52.6741
Imports | 3105 | 3105-Crude oil (without NGL) | KTOE | DK | 2010 | nrg_102a | 112.4407
Imports | 3105 | 3105-Crude oil (without NGL) | KTOE | BG | 2014 | nrg_102a | 207.0331
Imports | 3105 | 3105-Crude oil (without NGL) | KTOE | FR | 2014 | nrg_102a | 2287.5587
Imports | 3105 | 3105-Crude oil (without NGL) | KTOE | SK | 2013 | nrg_102a | 240.741
Imports | 3270A | 3270A-Total fuel oil | KTOE | SI | 2012 | nrg_102a | 2.3614
Imports | 3270A | 3270A-Total fuel oil | KTOE | SE | 2013 | nrg_102a | 30.438
Imports | 3270A | 3270A-Total fuel oil | KTOE | XK | 2009 | nrg_102a | 3.8812
Imports | 3270A | 3270A-Total fuel oil | KTOE | BE | 2011 | nrg_102a | 196.5619
Imports | 3270A | 3270A-Total fuel oil | KTOE | FI | 2014 | nrg_102a | 50.1997
Transformation output from Coke Ovens | 4000 | 4000-Gas | KTOE | UA | 2013 | nrg_103a | 129.3931
Transformation output from Coke Ovens | 4000 | 4000-Gas | KTOE | UK | 2009 | nrg_103a | 25.7739
Transformation output from Gas Works | 4000 | 4000-Gas | KTOE | HR | 2010 | nrg_103a | 0.17585
Consumption in Oil and gas extraction | 4000 | 4000-Gas | KTOE | BG | 2009 | nrg_103a | 0.0083736
Consumption in Oil and gas extraction | 4000 | 4000-Gas | KTOE | EE | 2014 | nrg_103a | 0.25958
Primary production | 4100 | 4100-Natural gas | KTOE | NL | 2013 | nrg_103a | 2586.0984
Imports | 4100 | 4100-Natural gas | KTOE | DK | 2013 | nrg_103a | 50.384
Imports | 4100 | 4100-Natural gas | KTOE | SI | 2012 | nrg_103a | 29.6593
Imports | 4100 | 4100-Natural gas | KTOE | SE | 2013 | nrg_103a | 39.9965
Imports | 4100 | 4100-Natural gas | KTOE | UA | 2013 | nrg_103a | 946.02
Consumption in Oil and gas extraction | 4100 | 4100-Natural gas | KTOE | AL | 2011 | nrg_103a | 0.30145
Consumption in Oil and gas extraction | 4100 | 4100-Natural gas | KTOE | EL | 2010 | nrg_103a | 0.77456
Consumption in Oil and gas extraction | 4100 | 4100-Natural gas | KTOE | ES | 2012 | nrg_103a | 0.19678
Consumption in Coal Mines | 4100 | 4100-Natural gas | KTOE | CZ | 2009 | nrg_103a | 0.22609
Consumption in Coke Ovens | 4100 | 4100-Natural gas | KTOE | ES | 2011 | nrg_103a | 0.041868
Primary production | 4000 | 4000-Gas | KTOE | NL | 2013 | nrg_103a | 2586.0984
Imports | 4000 | 4000-Gas | KTOE | BE | 2010 | nrg_103a | 818.3268
Imports | 4000 | 4000-Gas | KTOE | FI | 2014 | nrg_103a | 105.231
Primary production | 7200 | 7200-Waste (non-renewable) | KTOE | NL | 2013 | nrg_108a | 27.3649
Primary production | 3105 | 3105-Crude oil (without NGL) | KTOE | NO | 2010 | nrg_110a | 3815.7616
Imports | 3105 | 3105-Crude oil (without NGL) | KTOE | BE | 2009 | nrg_110a | 1294.4958
Imports | 3270A | 3270A-Total fuel oil | KTOE | DK | 2011 | nrg_110a | 81.6007
Imports | 3270A | 3270A-Total fuel oil | KTOE | UA | 2013 | nrg_110a | 1.0006
Consumption in Coal Mines | 3270A | 3270A-Total fuel oil | KTOE | DE | 2011 | nrg_110a | 0.041868
Primary production | 4000 | 4000-Gas | KTOE | IT | 2009 | nrg_110a | 274.7629
Imports | 4000 | 4000-Gas | KTOE | AT | 2009 | nrg_110a | 367.1154
Imports | 4000 | 4000-Gas | KTOE | DK | 2011 | nrg_110a | 31.4722
Imports | 4000 | 4000-Gas | KTOE | SE | 2013 | nrg_110a | 39.9965
Consumption in Oil and gas extraction | 4000 | 4000-Gas | KTOE | DK | 2010 | nrg_110a | 25.9623
Consumption in Oil and gas extraction | 4000 | 4000-Gas | KTOE | EL | 2012 | nrg_110a | 0.81224
Consumption in Oil and gas extraction | 4000 | 4000-Gas | KTOE | EE | 2012 | nrg_110a | 0.37681
Transformation output from Coke Ovens | 4000 | 4000-Gas | KTOE | AT | 2013 | nrg_110a | 9.2905
Transformation output from Coke Ovens | 4000 | 4000-Gas | KTOE | BE | 2009 | nrg_110a | 9.2863
Transformation output from Coke Ovens | 4000 | 4000-Gas | KTOE | UK | 2013 | nrg_110a | 27.4738
Imports | 4100 | 4100-Natural gas | KTOE | BE | 2012 | nrg_110a | 638.286
Imports | 4100 | 4100-Natural gas | KTOE | DK | 2010 | nrg_110a | 5.694
Consumption in Oil and gas extraction | 4100 | 4100-Natural gas | KTOE | AL | 2013 | nrg_110a | 0.33913
Consumption in Oil and gas extraction | 4100 | 4100-Natural gas | KTOE | CZ | 2014 | nrg_110a | 0.15491
Imports | 3193 | 3193-Other hydrocarbons | KTOE | RO | 2010 | nrg_110a | 0.21353
Imports | 3286 | 3286-Paraffin Waxes | KTOE | MK | 2014 | nrg_110a | 0.041868
Primary production | 5547 | 5547-Biodiesels | KTOE | AT | 2009 | nrg_110a | 9.7971
Imports | 5547 | 5547-Biodiesels | KTOE | EL | 2010 | nrg_110a | 0.64477
Imports | 5547 | 5547-Biodiesels | KTOE | MT | 2011 | nrg_110a | 0.050242
Primary production | 2100 | 2100-Hard coal and derivatives | KTOE | ES | 2011 | nrg_101a | 110.8958
Primary production | 2100 | 2100-Hard coal and derivatives | KTOE | RO | 2012 | nrg_101a | 0.97552
Imports | 2100 | 2100-Hard coal and derivatives | KTOE | IS | 2012 | nrg_101a | 4.1407
Imports | 2100 | 2100-Hard coal and derivatives | KTOE | HR | 2009 | nrg_101a | 18.2251
Imports | 2100 | 2100-Hard coal and derivatives | KTOE | LV | 2009 | nrg_101a | 3.4709
Imports | 2100 | 2100-Hard coal and derivatives | KTOE | LU | 2009 | nrg_101a | 2.6126
Imports | 2100 | 2100-Hard coal and derivatives | KTOE | TR | 2010 | nrg_101a | 579.9472
Transformation input in Coke Ovens | 2100 | 2100-Hard coal and derivatives | KTOE | NL | 2014 | nrg_101a | 83.3466
Transformation input in Coke Ovens | 2100 | 2100-Hard coal and derivatives | KTOE | PL | 2014 | nrg_101a | 377.821
Transformation input in Coke Ovens | 2100 | 2100-Hard coal and derivatives | KTOE | SK | 2009 | nrg_101a | 58.7324
Transformation input in Coke Ovens | 2100 | 2100-Hard coal and derivatives | KTOE | UK | 2014 | nrg_101a | 150.5029
Transformation input in Gas Works | 2100 | 2100-Hard coal and derivatives | KTOE | UA | 2013 | nrg_101a | 1.256
Primary production | 2118 | 2118-Sub-bituminous Coal | KTOE | RO | 2009 | nrg_101a | 0.24283
Imports | 2121 | 2121-Coke Oven Coke | KTOE | DE | 2011 | nrg_101a | 105.8214
Imports | 2121 | 2121-Coke Oven Coke | KTOE | HU | 2013 | nrg_101a | 0.25539
Imports | 2121 | 2121-Coke Oven Coke | KTOE | HR | 2010 | nrg_101a | 0.79968
Imports | 2121 | 2121-Coke Oven Coke | KTOE | LT | 2010 | nrg_101a | 0.45636
Imports | 2121 | 2121-Coke Oven Coke | KTOE | IS | 2014 | nrg_101a | 0.88341
Transformation output from Coke Ovens | 2121 | 2121-Coke Oven Coke | KTOE | NL | 2009 | nrg_101a | 48.1649
Transformation output from Coke Ovens | 2121 | 2121-Coke Oven Coke | KTOE | SK | 2013 | nrg_101a | 43.9195
Imports | 3193 | 3193-Other hydrocarbons | KTOE | LV | 2010 | nrg_102a | 0.079549
Imports | 3286 | 3286-Paraffin Waxes | KTOE | DE | 2014 | nrg_102a | 18.0242
Imports | 3286 | 3286-Paraffin Waxes | KTOE | FR | 2012 | nrg_102a | 2.6
Imports | 3286 | 3286-Paraffin Waxes | KTOE | LV | 2011 | nrg_102a | 0.33494
Imports | 3286 | 3286-Paraffin Waxes | KTOE | SK | 2009 | nrg_102a | 0.12979
Primary production | 5540 | 5540-Biomass and renewable wastes | KTOE | EE | 2011 | nrg_107a | 39.448
Imports | 5540 | 5540-Biomass and renewable wastes | KTOE | DE | 2013 | nrg_107a | 47.4783
Imports | 5540 | 5540-Biomass and renewable wastes | KTOE | HU | 2009 | nrg_107a | 1.951
Imports | 5540 | 5540-Biomass and renewable wastes | KTOE | LT | 2010 | nrg_107a | 2.7005
Imports | 5540 | 5540-Biomass and renewable wastes | KTOE | LU | 2009 | nrg_107a | 1.9804
Imports | 5540 | 5540-Biomass and renewable wastes | KTOE | IT | 2014 | nrg_107a | 125.3277
Imports | 5540 | 5540-Biomass and renewable wastes | KTOE | MD | 2014 | nrg_107a | 0.037681
Imports | 5540 | 5540-Biomass and renewable wastes | KTOE | LV | 2012 | nrg_107a | 1.57
Imports | 5540 | 5540-Biomass and renewable wastes | KTOE | NL | 2011 | nrg_107a | 31.7066
Primary production | 5547 | 5547-Biodiesels | KTOE | DK | 2011 | nrg_107a | 2.9643
Primary production | 5547 | 5547-Biodiesels | KTOE | ES | 2013 | nrg_107a | 27.0551
Primary production | 5547 | 5547-Biodiesels | KTOE | SE | 2009 | nrg_107a | 6.791
Imports | 2118 | 2118-Sub-bituminous Coal | KTOE | IT | 2014 | nrg_110a | 8.9472
Imports | 2121 | 2121-Coke Oven Coke | KTOE | HU | 2012 | nrg_110a | 0.20097
Imports | 2121 | 2121-Coke Oven Coke | KTOE | SK | 2014 | nrg_110a | 5.9829
Transformation input in Gas Works | 2121 | 2121-Coke Oven Coke | KTOE | UA | 2014 | nrg_110a | 1.2812
Imports | 3286 | 3286-Paraffin Waxes | KTOE | IE | 2011 | nrg_110a | 0.48148
Imports | 3286 | 3286-Paraffin Waxes | KTOE | NL | 2011 | nrg_110a | 7.3018
Primary production | 5547 | 5547-Biodiesels | KTOE | DK | 2010 | nrg_110a | 2.8763
Primary production | 5547 | 5547-Biodiesels | KTOE | DE | 2012 | nrg_110a | 104.3351
Primary production | 5547 | 5547-Biodiesels | KTOE | SE | 2013 | nrg_110a | 9.1649
Imports | 5547 | 5547-Biodiesels | KTOE | IT | 2012 | nrg_110a | 43.0236
Imports | 5547 | 5547-Biodiesels | KTOE | HR | 2012 | nrg_110a | 0.075362
Imports | 5547 | 5547-Biodiesels | KTOE | LU | 2010 | nrg_110a | 1.7166
Imports | 5547 | 5547-Biodiesels | KTOE | TR | 2014 | nrg_110a | 2.9433
Primary production | 2100 | 2100-Hard coal and derivatives | KTOE | IT | 2013 | nrg_101a | 1.9427
Imports | 2100 | 2100-Hard coal and derivatives | KTOE | AT | 2009 | nrg_101a | 114.4336
Imports | 2100 | 2100-Hard coal and derivatives | KTOE | XK | 2011 | nrg_101a | 1.0802
Transformation output from Coke Ovens | 2100 | 2100-Hard coal and derivatives | KTOE | AT | 2014 | nrg_101a | 39.5904
Transformation output from Coke Ovens | 2100 | 2100-Hard coal and derivatives | KTOE | BE | 2010 | nrg_101a | 57.7862
Transformation output from Coke Ovens | 2100 | 2100-Hard coal and derivatives | KTOE | DE | 2010 | nrg_101a | 232.2753
Transformation output from Coke Ovens | 2100 | 2100-Hard coal and derivatives | KTOE | UK | 2014 | nrg_101a | 109.3173
Imports | 2121 | 2121-Coke Oven Coke | KTOE | UA | 2014 | nrg_101a | 46.6242
Imports | 2121 | 2121-Coke Oven Coke | KTOE | SI | 2014 | nrg_101a | 0.91272
Consumption in Oil and gas extraction | 4100 | 4100-Natural gas | KTOE | AT | 2013 | nrg_110a | 4.0612
Consumption in Oil and gas extraction | 4100 | 4100-Natural gas | KTOE | EL | 2014 | nrg_110a | 0.56103
Consumption in Coal Mines | 4100 | 4100-Natural gas | KTOE | UA | 2009 | nrg_110a | 0.23446
Primary production | 4000 | 4000-Gas | KTOE | NO | 2012 | nrg_100a | 4219.0425
Primary production | 7200 | 7200-Waste (non-renewable) | KTOE | LT | 2013 | nrg_100a | 0.62802
Primary production | 7200 | 7200-Waste (non-renewable) | KTOE | LV | 2012 | nrg_100a | 0.13398
Transformation output from Coke Ovens | 4000 | 4000-Gas | KTOE | BE | 2011 | nrg_100a | 15.1102
Imports | 4000 | 4000-Gas | KTOE | AT | 2013 | nrg_100a | 357.0042
Imports | 4000 | 4000-Gas | KTOE | SI | 2011 | nrg_100a | 30.8107
Imports | 4000 | 4000-Gas | KTOE | UA | 2009 | nrg_100a | 1283.6226
Consumption in Oil and gas extraction | 4000 | 4000-Gas | KTOE | AT | 2009 | nrg_100a | 8.8425
Consumption in Oil and gas extraction | 4000 | 4000-Gas | KTOE | CZ | 2009 | nrg_100a | 0.087923
Consumption in Coke Ovens | 4000 | 4000-Gas | KTOE | FI | 2009 | nrg_100a | 2.3237
Consumption in Coke Ovens | 4000 | 4000-Gas | KTOE | UK | 2013 | nrg_100a | 15.6838
Primary production | 7200 | 7200-Waste (non-renewable) | KTOE | CY | 2009 | nrg_110a | 0.27633
Primary production | 7200 | 7200-Waste (non-renewable) | KTOE | DK | 2010 | nrg_110a | 17.0068
Primary production | 7200 | 7200-Waste (non-renewable) | KTOE | RO | 2014 | nrg_110a | 2.847
Imports | 7200 | 7200-Waste (non-renewable) | KTOE | NL | 2013 | nrg_110a | 7.1092
Consumption in Coke Ovens | 7200 | 7200-Waste (non-renewable) | KTOE | PL | 2011 | nrg_110a | 0.0083736
Primary production | 4000 | 4000-Gas | KTOE | EL | 2011 | nrg_100a | 0.26796
Primary production | 7200 | 7200-Waste (non-renewable) | KTOE | EL | 2011 | nrg_100a | 1.1765
Primary production | 7200 | 7200-Waste (non-renewable) | KTOE | DK | 2010 | nrg_100a | 17.0068
Primary production | 7200 | 7200-Waste (non-renewable) | KTOE | ES | 2013 | nrg_100a | 8.361
Primary production | 7200 | 7200-Waste (non-renewable) | KTOE | IE | 2010 | nrg_100a | 0.36006
Transformation output from Coke Ovens | 4000 | 4000-Gas | KTOE | SE | 2013 | nrg_100a | 7.1971
Transformation output from Coke Ovens | 4000 | 4000-Gas | KTOE | RO | 2009 | nrg_100a | 2.106
Transformation output from Coke Ovens | 4000 | 4000-Gas | KTOE | TR | 2014 | nrg_100a | 30.4045
Imports | 4000 | 4000-Gas | KTOE | DE | 2014 | nrg_100a | 3154.3895
Imports | 4000 | 4000-Gas | KTOE | CZ | 2011 | nrg_100a | 319.9762
Imports | 4000 | 4000-Gas | KTOE | FR | 2014 | nrg_100a | 1680.5103
Imports | 4000 | 4000-Gas | KTOE | IE | 2014 | nrg_100a | 150.3815
Transformation input in Gas Works | 4000 | 4000-Gas | KTOE | DK | 2011 | nrg_100a | 0.56103
Transformation input in Gas Works | 4000 | 4000-Gas | KTOE | HR | 2011 | nrg_100a | 0.13398
Consumption in Oil and gas extraction | 4000 | 4000-Gas | KTOE | UK | 2010 | nrg_100a | 198.044
Consumption in Coal Mines | 4000 | 4000-Gas | KTOE | SK | 2009 | nrg_100a | 0.01256
Consumption in Coal Mines | 4000 | 4000-Gas | KTOE | UK | 2009 | nrg_100a | 0.70338
Consumption in Coke Ovens | 4000 | 4000-Gas | KTOE | SE | 2011 | nrg_100a | 5.401
Consumption in Pipeline transport | 4000 | 4000-Gas | KTOE | AT | 2009 | nrg_100a | 7.5614
Primary production | 5100 | 5100-Nuclear heat | KTOE | DE | 2010 | nrg_100a | 1518.0039
Primary production | 5100 | 5100-Nuclear heat | KTOE | ES | 2013 | nrg_100a | 612.6419
Primary production | 5100 | 5100-Nuclear heat | KTOE | SE | 2013 | nrg_100a | 717.7348
Primary production | 2210 | 2210-Lignite/Brown Coal | KTOE | MK | 2013 | nrg_101a | 44.0828
Imports | 2210 | 2210-Lignite/Brown Coal | KTOE | AT | 2009 | nrg_101a | 0.37263
Transformation input in BKB / PB Plants | 2210 | 2210-Lignite/Brown Coal | KTOE | BG | 2014 | nrg_101a | 50.1118
Consumption in Coal Mines | 2210 | 2210-Lignite/Brown Coal | KTOE | BG | 2014 | nrg_101a | 0.033494
Imports | 3105 | 3105-Crude oil (without NGL) | KTOE | BE | 2011 | nrg_102a | 1229.6632
Imports | 3105 | 3105-Crude oil (without NGL) | KTOE | FI | 2013 | nrg_102a | 477.538
Imports | 3105 | 3105-Crude oil (without NGL) | KTOE | UK | 2012 | nrg_102a | 2314.6431
Imports | 3270A | 3270A-Total fuel oil | KTOE | UA | 2011 | nrg_102a | 24.9198
Transformation output from Coke Ovens | 4000 | 4000-Gas | KTOE | BE | 2011 | nrg_103a | 15.1102
Transformation output from Gas Works | 4000 | 4000-Gas | KTOE | UA | 2009 | nrg_103a | 1.0634
Consumption in Oil and gas extraction | 4000 | 4000-Gas | KTOE | AL | 2011 | nrg_103a | 0.30145
Consumption in Oil and gas extraction | 4000 | 4000-Gas | KTOE | AT | 2011 | nrg_103a | 8.4029
Consumption in Oil and gas extraction | 4000 | 4000-Gas | KTOE | CZ | 2012 | nrg_103a | 0.16747
Consumption in Coal Mines | 4000 | 4000-Gas | KTOE | UA | 2012 | nrg_103a | 0.033494
Consumption in Coke Ovens | 4000 | 4000-Gas | KTOE | FI | 2009 | nrg_103a | 2.3237
Consumption in Coke Ovens | 4000 | 4000-Gas | KTOE | UK | 2013 | nrg_103a | 15.6838
Consumption in Coke Ovens | 4000 | 4000-Gas | KTOE | UA | 2009 | nrg_103a | 52.3936
Imports | 4100 | 4100-Natural gas | KTOE | BE | 2014 | nrg_103a | 564.0876
Imports | 4100 | 4100-Natural gas | KTOE | UK | 2009 | nrg_103a | 1482.1314
Consumption in Oil and gas extraction | 4100 | 4100-Natural gas | KTOE | DE | 2009 | nrg_103a | 7.934
Consumption in Coal Mines | 4100 | 4100-Natural gas | KTOE | UA | 2011 | nrg_103a | 0.10048
Imports | 4000 | 4000-Gas | KTOE | SE | 2011 | nrg_103a | 48.5083
Imports | 4000 | 4000-Gas | KTOE | SI | 2010 | nrg_103a | 35.8725
Primary production | 7200 | 7200-Waste (non-renewable) | KTOE | LT | 2013 | nrg_108a | 0.62802
Imports | 3286 | 3286-Paraffin Waxes | KTOE | FI | 2011 | nrg_102a | 0.20097
Imports | 3286 | 3286-Paraffin Waxes | KTOE | UK | 2012 | nrg_102a | 1.6789
Primary production | 5540 | 5540-Biomass and renewable wastes | KTOE | LT | 2010 | nrg_107a | 46.6619
Primary production | 5540 | 5540-Biomass and renewable wastes | KTOE | NO | 2009 | nrg_107a | 49.9402
Imports | 5540 | 5540-Biomass and renewable wastes | KTOE | FI | 2009 | nrg_107a | 10.5717
Imports | 5540 | 5540-Biomass and renewable wastes | KTOE | FR | 2011 | nrg_107a | 21.8467
Imports | 5540 | 5540-Biomass and renewable wastes | KTOE | SK | 2011 | nrg_107a | 1.5742
Imports | 5540 | 5540-Biomass and renewable wastes | KTOE | SI | 2014 | nrg_107a | 1.8715
Imports | 5540 | 5540-Biomass and renewable wastes | KTOE | XK | 2014 | nrg_107a | 0.10048
Imports | 5547 | 5547-Biodiesels | KTOE | SI | 2011 | nrg_107a | 1.2853
Imports | 5547 | 5547-Biodiesels | KTOE | UK | 2014 | nrg_107a | 26.5024
Primary production | 5547 | 5547-Biodiesels | KTOE | NL | 2010 | nrg_107a | 14.1346
Imports | 5547 | 5547-Biodiesels | KTOE | BG | 2013 | nrg_107a | 3.7221
Imports | 5547 | 5547-Biodiesels | KTOE | DK | 2013 | nrg_107a | 11.0448
Imports | 2118 | 2118-Sub-bituminous Coal | KTOE | AT | 2012 | nrg_110a | 1.6287
Imports | 2121 | 2121-Coke Oven Coke | KTOE | AT | 2012 | nrg_110a | 33.9424
Imports | 2121 | 2121-Coke Oven Coke | KTOE | SE | 2012 | nrg_110a | 2.6209
Imports | 2121 | 2121-Coke Oven Coke | KTOE | SI | 2011 | nrg_110a | 0.88341
Transformation output from Coke Ovens | 2121 | 2121-Coke Oven Coke | KTOE | AT | 2010 | nrg_110a | 38.8158
Transformation output from Coke Ovens | 2121 | 2121-Coke Oven Coke | KTOE | DE | 2012 | nrg_110a | 229.4241
Imports | 3286 | 3286-Paraffin Waxes | KTOE | FI | 2012 | nrg_110a | 0.12142
Imports | 3286 | 3286-Paraffin Waxes | KTOE | UK | 2011 | nrg_110a | 1.5994
Imports | 5547 | 5547-Biodiesels | KTOE | BE | 2013 | nrg_110a | 1.2142
Imports | 5547 | 5547-Biodiesels | KTOE | XK | 2011 | nrg_110a | 0.0041868
Transformation output from Coke Ovens | 2100 | 2100-Hard coal and derivatives | KTOE | TR | 2013 | nrg_101a | 119.843
Imports | 2118 | 2118-Sub-bituminous Coal | KTOE | AT | 2014 | nrg_101a | 1.8841
Imports | 2121 | 2121-Coke Oven Coke | KTOE | UK | 2011 | nrg_101a | 0.74106
Transformation input in Coke Ovens | 2121 | 2121-Coke Oven Coke | KTOE | CZ | 2009 | nrg_101a | 1.5659
Transformation output from Coke Ovens | 2121 | 2121-Coke Oven Coke | KTOE | CZ | 2014 | nrg_101a | 72.3605
Transformation output from Coke Ovens | 2121 | 2121-Coke Oven Coke | KTOE | EE | 2012 | nrg_101a | 0.71176
Transformation output from Coke Ovens | 2121 | 2121-Coke Oven Coke | KTOE | UA | 2012 | nrg_101a | 539.7623
Consumption in Coke Ovens | 2121 | 2121-Coke Oven Coke | KTOE | ES | 2012 | nrg_101a | 14.1639
Imports | 3286 | 3286-Paraffin Waxes | KTOE | UA | 2014 | nrg_102a | 0.079549
Imports | 5540 | 5540-Biomass and renewable wastes | KTOE | BE | 2012 | nrg_107a | 28.2651
Imports | 5547 | 5547-Biodiesels | KTOE | SE | 2014 | nrg_107a | 22.1817
Primary production | 5547 | 5547-Biodiesels | KTOE | NO | 2011 | nrg_107a | 3.3578
Primary production | 5547 | 5547-Biodiesels | KTOE | MT | 2010 | nrg_107a | 0.020934
Imports | 5547 | 5547-Biodiesels | KTOE | FI | 2009 | nrg_107a | 0.079549
Imports | 5547 | 5547-Biodiesels | KTOE | FR | 2011 | nrg_107a | 18.3382
Imports | 2121 | 2121-Coke Oven Coke | KTOE | FI | 2013 | nrg_110a | 10.6303
Transformation output from Coke Ovens | 2121 | 2121-Coke Oven Coke | KTOE | BE | 2012 | nrg_110a | 52.5276
Imports | 3286 | 3286-Paraffin Waxes | KTOE | BG | 2012 | nrg_110a | 0.12142
Imports | 3286 | 3286-Paraffin Waxes | KTOE | SK | 2010 | nrg_110a | 0.17166
Primary production | 5547 | 5547-Biodiesels | KTOE | NL | 2010 | nrg_110a | 14.1346
Imports | 5547 | 5547-Biodiesels | KTOE | AT | 2012 | nrg_110a | 16.3453
Imports | 5547 | 5547-Biodiesels | KTOE | DK | 2010 | nrg_110a | 0.01256
Imports | 5547 | 5547-Biodiesels | KTOE | SI | 2010 | nrg_110a | 1.0593
Imports | 2100 | 2100-Hard coal and derivatives | KTOE | BE | 2011 | nrg_101a | 169.9422
Imports | 2100 | 2100-Hard coal and derivatives | KTOE | UK | 2014 | nrg_101a | 1111.5787
Transformation input in BKB / PB Plants | 2100 | 2100-Hard coal and derivatives | KTOE | BG | 2011 | nrg_101a | 0.10467
Transformation input in Coke Ovens | 2100 | 2100-Hard coal and derivatives | KTOE | CZ | 2011 | nrg_101a | 99.1979
Transformation output from Coke Ovens | 2100 | 2100-Hard coal and derivatives | KTOE | AT | 2010 | nrg_101a | 40.7041
Transformation output from Coke Ovens | 2100 | 2100-Hard coal and derivatives | KTOE | EE | 2014 | nrg_101a | 0.71176
Transformation output from Coke Ovens | 2100 | 2100-Hard coal and derivatives | KTOE | UA | 2014 | nrg_101a | 424.5834
Transformation output from Coke Ovens | 2100 | 2100-Hard coal and derivatives | KTOE | UK | 2010 | nrg_101a | 120.8771
Imports | 2118 | 2118-Sub-bituminous Coal | KTOE | SI | 2012 | nrg_101a | 9.4538
Imports | 2121 | 2121-Coke Oven Coke | KTOE | BE | 2012 | nrg_101a | 1.6538
Imports | 2121 | 2121-Coke Oven Coke | KTOE | DK | 2014 | nrg_101a | 0.39775
Imports | 2121 | 2121-Coke Oven Coke | KTOE | FI | 2013 | nrg_101a | 10.6303
Imports | 2121 | 2121-Coke Oven Coke | KTOE | SI | 2010 | nrg_101a | 0.8248
Imports | 2121 | 2121-Coke Oven Coke | KTOE | UA | 2010 | nrg_101a | 8.7211
Transformation output from Coke Ovens | 2121 | 2121-Coke Oven Coke | KTOE | DE | 2014 | nrg_101a | 249.9436
Transformation output from Coke Ovens | 2121 | 2121-Coke Oven Coke | KTOE | BE | 2014 | nrg_101a | 41.1269
Primary production | 5540 | 5540-Biomass and renewable wastes | KTOE | LU | 2013 | nrg_107a | 3.1192
Primary production | 5540 | 5540-Biomass and renewable wastes | KTOE | NL | 2012 | nrg_107a | 143.2597
Primary production | 3105 | 3105-Crude oil (without NGL) | KTOE | NL | 2011 | nrg_110a | 43.3376
Imports | 3105 | 3105-Crude oil (without NGL) | KTOE | AT | 2009 | nrg_110a | 309.5301
Imports | 3105 | 3105-Crude oil (without NGL) | KTOE | DK | 2010 | nrg_110a | 112.4407
Imports | 3105 | 3105-Crude oil (without NGL) | KTOE | UA | 2013 | nrg_110a | 31.1163
Imports | 3270A | 3270A-Total fuel oil | KTOE | AT | 2011 | nrg_110a | 3.4415
Imports | 3270A | 3270A-Total fuel oil | KTOE | FI | 2014 | nrg_110a | 50.1997
Imports | 3270A | 3270A-Total fuel oil | KTOE | UK | 2009 | nrg_110a | 49.6387
Imports | 4000 | 4000-Gas | KTOE | FI | 2010 | nrg_110a | 160.6517
Imports | 4000 | 4000-Gas | KTOE | UK | 2011 | nrg_110a | 1906.6562
Consumption in Oil and gas extraction | 4000 | 4000-Gas | KTOE | AT | 2009 | nrg_110a | 8.8425
Consumption in Oil and gas extraction | 4000 | 4000-Gas | KTOE | CZ | 2010 | nrg_110a | 0.14235
Consumption in Oil and gas extraction | 4000 | 4000-Gas | KTOE | DE | 2014 | nrg_110a | 8.0805
Consumption in Coal Mines | 4000 | 4000-Gas | KTOE | UK | 2009 | nrg_110a | 0.70338
Transformation output from Coke Ovens | 4000 | 4000-Gas | KTOE | UA | 2009 | nrg_110a | 127.9988
Transformation output from Gas Works | 4000 | 4000-Gas | KTOE | HR | 2012 | nrg_110a | 0.096296
Consumption in Coke Ovens | 4000 | 4000-Gas | KTOE | UK | 2009 | nrg_110a | 15.8763
Primary production | 4100 | 4100-Natural gas | KTOE | NO | 2010 | nrg_110a | 3986.1727
Imports | 4100 | 4100-Natural gas | KTOE | SE | 2009 | nrg_110a | 45.6152
Consumption in Oil and gas extraction | 4100 | 4100-Natural gas | KTOE | DK | 2010 | nrg_110a | 25.9623
Consumption in Oil and gas extraction | 4100 | 4100-Natural gas | KTOE | DE | 2009 | nrg_110a | 7.934
Consumption in Coal Mines | 4100 | 4100-Natural gas | KTOE | DE | 2010 | nrg_110a | 0.17166
Consumption in Coke Ovens | 4100 | 4100-Natural gas | KTOE | SK | 2010 | nrg_110a | 0.0041868
Primary production | 5100 | 5100-Nuclear heat | KTOE | NL | 2011 | nrg_110a | 44.7234
Primary production | 7200 | 7200-Waste (non-renewable) | KTOE | IT | 2009 | nrg_110a | 33.5949
Primary production | 7200 | 7200-Waste (non-renewable) | KTOE | LU | 2010 | nrg_110a | 1.2895
Primary production | 4000 | 4000-Gas | KTOE | NL | 2013 | nrg_100a | 2586.0984
Primary production | 7200 | 7200-Waste (non-renewable) | KTOE | NL | 2013 | nrg_100a | 27.3649
Transformation output from Coke Ovens | 4000 | 4000-Gas | KTOE | DE | 2009 | nrg_100a | 52.134
Transformation output from Coke Ovens | 4000 | 4000-Gas | KTOE | UK | 2013 | nrg_100a | 27.4738
Imports | 4000 | 4000-Gas | KTOE | BE | 2011 | nrg_100a | 746.8246
Imports | 4000 | 4000-Gas | KTOE | FI | 2009 | nrg_100a | 145.8556
Imports | 4000 | 4000-Gas | KTOE | UK | 2009 | nrg_100a | 1482.1314
Consumption in Oil and gas extraction | 4000 | 4000-Gas | KTOE | BG | 2011 | nrg_100a | 0.025121
Consumption in Oil and gas extraction | 4000 | 4000-Gas | KTOE | DK | 2012 | nrg_100a | 25.0203
Consumption in Oil and gas extraction | 4000 | 4000-Gas | KTOE | EE | 2014 | nrg_100a | 0.25958
Consumption in Coal Mines | 4000 | 4000-Gas | KTOE | CZ | 2011 | nrg_100a | 0.20097
Consumption in Coal Mines | 4000 | 4000-Gas | KTOE | UA | 2009 | nrg_100a | 0.23446
Consumption in Coke Ovens | 4000 | 4000-Gas | KTOE | SK | 2009 | nrg_100a | 6.5691
Consumption in Coke Ovens | 4000 | 4000-Gas | KTOE | TR | 2009 | nrg_100a | 11.79
Primary production | 5100 | 5100-Nuclear heat | KTOE | NL | 2011 | nrg_100a | 44.7234
Primary production | 4100 | 4100-Natural gas | KTOE | BG | 2013 | nrg_110a | 9.7929
Primary production | 4100 | 4100-Natural gas | KTOE | CZ | 2009 | nrg_110a | 7.6074
Primary production | 4100 | 4100-Natural gas | KTOE | UA | 2012 | nrg_110a | 645.1398
Imports | 4100 | 4100-Natural gas | KTOE | HU | 2013 | nrg_110a | 283.3459
Imports | 4100 | 4100-Natural gas | KTOE | MD | 2011 | nrg_110a | 94.4751
Imports | 4100 | 4100-Natural gas | KTOE | NL | 2010 | nrg_110a | 772.5944
Imports | 4100 | 4100-Natural gas | KTOE | TR | 2012 | nrg_110a | 1583.1212
Transformation input in Gas Works | 4100 | 4100-Natural gas | KTOE | DK | 2013 | nrg_110a | 0.63221
Consumption in Oil and gas extraction | 4100 | 4100-Natural gas | KTOE | PL | 2012 | nrg_110a | 8.1182
Consumption in Oil and gas extraction | 4100 | 4100-Natural gas | KTOE | UA | 2010 | nrg_110a | 28.2986
Consumption in Coke Ovens | 4100 | 4100-Natural gas | KTOE | AT | 2014 | nrg_110a | 0.087923
Primary production | 5100 | 5100-Nuclear heat | KTOE | CZ | 2012 | nrg_110a | 328.4796
Primary production | 5100 | 5100-Nuclear heat | KTOE | FI | 2013 | nrg_110a | 254.9468
Primary production | 7200 | 7200-Waste (non-renewable) | KTOE | BG | 2013 | nrg_110a | 0.32238
Primary production | 7200 | 7200-Waste (non-renewable) | KTOE | CZ | 2011 | nrg_110a | 9.19
Primary production | 7200 | 7200-Waste (non-renewable) | KTOE | ES | 2010 | nrg_110a | 7.2934
Primary production | 7200 | 7200-Waste (non-renewable) | KTOE | FI | 2012 | nrg_110a | 7.6995
Primary production | 7200 | 7200-Waste (non-renewable) | KTOE | EL | 2014 | nrg_110a | 0.86667
Primary production | 7200 | 7200-Waste (non-renewable) | KTOE | IE | 2009 | nrg_110a | 0.5401
Primary production | 7200 | 7200-Waste (non-renewable) | KTOE | RS | 2010 | nrg_110a | 0.38937
Primary production | 7200 | 7200-Waste (non-renewable) | KTOE | SE | 2010 | nrg_110a | 21.5662
Imports | 7200 | 7200-Waste (non-renewable) | KTOE | HU | 2013 | nrg_110a | 0.087923
Imports | 7200 | 7200-Waste (non-renewable) | KTOE | SK | 2010 | nrg_110a | 0.041868
Primary production | 4000 | 4000-Gas | KTOE | DE | 2013 | nrg_100a | 371.1891
Primary production | 4000 | 4000-Gas | KTOE | DK | 2012 | nrg_100a | 216.0012
Imports | 3200 | 3200-All petroleum products | KTOE | LU | 2014 | nrg_102a | 112.6584
Consumption in Oil and gas extraction | 3200 | 3200-All petroleum products | KTOE | PL | 2012 | nrg_102a | 0.21771
Consumption in Oil and gas extraction | 3200 | 3200-All petroleum products | KTOE | RO | 2014 | nrg_102a | 2.8596
Consumption in Oil and gas extraction | 3200 | 3200-All petroleum products | KTOE | UK | 2009 | nrg_102a | 19.477
Consumption in Coal Mines | 3200 | 3200-All petroleum products | KTOE | SK | 2010 | nrg_102a | 0.041868
Transformation output from Coke Ovens | 4210 | 4210-Coke Oven Gas | KTOE | NL | 2012 | nrg_103a | 15.9224
Consumption in Coke Ovens | 4210 | 4210-Coke Oven Gas | KTOE | AT | 2010 | nrg_103a | 1.277
Consumption in Coke Ovens | 4210 | 4210-Coke Oven Gas | KTOE | NL | 2010 | nrg_103a | 6.611
Consumption in Coke Ovens | 4210 | 4210-Coke Oven Gas | KTOE | RO | 2010 | nrg_103a | 0.01256
Primary production | 5510 | 5510-Hydro power | KTOE | CZ | 2013 | nrg_107a | 9.8432
Primary production | 5510 | 5510-Hydro power | KTOE | EE | 2010 | nrg_107a | 0.096296
Primary production | 5510 | 5510-Hydro power | KTOE | EL | 2012 | nrg_107a | 15.8512
Primary production | 5510 | 5510-Hydro power | KTOE | FI | 2013 | nrg_107a | 46.2181
Primary production | 5550 | 5550-Geothermal Energy | KTOE | BE | 2009 | nrg_107a | 0.17166
Primary production | 5550 | 5550-Geothermal Energy | KTOE | DK | 2012 | nrg_107a | 0.28889
Primary production | 5550 | 5550-Geothermal Energy | KTOE | DE | 2011 | nrg_107a | 3.2531
Primary production | 5550 | 5550-Geothermal Energy | KTOE | IS | 2013 | nrg_107a | 174.3258
Primary production | 5550 | 5550-Geothermal Energy | KTOE | HU | 2014 | nrg_107a | 5.3968
Primary production | 5550 | 5550-Geothermal Energy | KTOE | RS | 2013 | nrg_107a | 0.18841
Transformation output from BKB / PB Plants | 2330 | 2330-Peat products | KTOE | LT | 2009 | nrg_110a | 0.20097
Consumption in Coke Ovens | 4210 | 4210-Coke Oven Gas | KTOE | IT | 2012 | nrg_110a | 0.99646
Consumption in Coke Ovens | 4210 | 4210-Coke Oven Gas | KTOE | PL | 2010 | nrg_110a | 43.5134
Transformation output from Coke Ovens | 4210 | 4210-Coke Oven Gas | KTOE | NL | 2014 | nrg_110a | 16.2867
Transformation output from Coke Ovens | 4210 | 4210-Coke Oven Gas | KTOE | PL | 2010 | nrg_110a | 73.0094
Transformation output from Coke Ovens | 4210 | 4210-Coke Oven Gas | KTOE | TR | 2009 | nrg_110a | 23.7015
Primary production | 5510 | 5510-Hydro power | KTOE | DE | 2011 | nrg_110a | 63.6142
Primary production | 5510 | 5510-Hydro power | KTOE | ES | 2014 | nrg_110a | 141.0072
Primary production | 5510 | 5510-Hydro power | KTOE | IE | 2013 | nrg_110a | 2.1562
Primary production | 5510 | 5510-Hydro power | KTOE | IS | 2009 | nrg_110a | 44.2042
Primary production | 5510 | 5510-Hydro power | KTOE | RS | 2014 | nrg_110a | 39.6113
Primary production | 5510 | 5510-Hydro power | KTOE | RO | 2009 | nrg_110a | 55.9231
Primary production | 5510 | 5510-Hydro power | KTOE | SE | 2014 | nrg_110a | 229.5497
Primary production | 5550 | 5550-Geothermal Energy | KTOE | CY | 2014 | nrg_110a | 0.066989
Primary production | 5550 | 5550-Geothermal Energy | KTOE | EL | 2014 | nrg_110a | 0.48986
Primary production | 5550 | 5550-Geothermal Energy | KTOE | IS | 2009 | nrg_110a | 153.823
Transformation output from BKB / PB Plants | 2330 | 2330-Peat products | KTOE | IE | 2014 | nrg_101a | 4.1407
Consumption in Coal Mines | 2330 | 2330-Peat products | KTOE | UA | 2010 | nrg_101a | 0.020934
Consumption in BKB / PB Plants | 2330 | 2330-Peat products | KTOE | EE | 2009 | nrg_101a | 0.020934
Imports | 3200 | 3200-All petroleum products | KTOE | FR | 2011 | nrg_102a | 1699.0621
Imports | 3200 | 3200-All petroleum products | KTOE | FI | 2009 | nrg_102a | 212.5722
Consumption in Oil and gas extraction | 3200 | 3200-All petroleum products | KTOE | AL | 2014 | nrg_102a | 0.14235
Transformation output from Coke Ovens | 4210 | 4210-Coke Oven Gas | KTOE | CZ | 2012 | nrg_103a | 17.8567
Transformation output from Coke Ovens | 4210 | 4210-Coke Oven Gas | KTOE | UA | 2010 | nrg_103a | 136.8749
Consumption in Coke Ovens | 4210 | 4210-Coke Oven Gas | KTOE | TR | 2014 | nrg_103a | 7.2641
Consumption in Coke Ovens | 4210 | 4210-Coke Oven Gas | KTOE | SK | 2014 | nrg_103a | 1.8464
Consumption in Coke Ovens | 4210 | 4210-Coke Oven Gas | KTOE | UK | 2010 | nrg_103a | 12.5102
Primary production | 5510 | 5510-Hydro power | KTOE | LU | 2009 | nrg_107a | 0.381
Primary production | 5510 | 5510-Hydro power | KTOE | NL | 2014 | nrg_107a | 0.40193
Primary production | 5550 | 5550-Geothermal Energy | KTOE | NL | 2010 | nrg_107a | 0.3182
Transformation output from BKB / PB Plants | 2330 | 2330-Peat products | KTOE | EE | 2012 | nrg_110a | 1.0383
Consumption in Coke Ovens | 4210 | 4210-Coke Oven Gas | KTOE | FI | 2012 | nrg_110a | 2.5791
Consumption in Coke Ovens | 4210 | 4210-Coke Oven Gas | KTOE | UA | 2012 | nrg_110a | 54.5708
Transformation output from Coke Ovens | 4210 | 4210-Coke Oven Gas | KTOE | CZ | 2014 | nrg_110a | 18.5057
Transformation output from Coke Ovens | 4210 | 4210-Coke Oven Gas | KTOE | UA | 2012 | nrg_110a | 135.0076
Primary production | 5510 | 5510-Hydro power | KTOE | NL | 2012 | nrg_110a | 0.37263
Primary production | 5510 | 5510-Hydro power | KTOE | MK | 2013 | nrg_110a | 5.7024
Primary production | 5550 | 5550-Geothermal Energy | KTOE | SK | 2011 | nrg_107a | 0.26796
Primary production | 5550 | 5550-Geothermal Energy | KTOE | TR | 2012 | nrg_107a | 93.6378
Imports | 3200 | 3200-All petroleum products | KTOE | CY | 2011 | nrg_102a | 110.5315
Consumption in Pipeline transport | 3200 | 3200-All petroleum products | KTOE | UA | 2011 | nrg_102a | 0.29726
Primary production | 5510 | 5510-Hydro power | KTOE | PL | 2013 | nrg_107a | 8.7797
Imports | 5540 | 5540-Biomass and renewable wastes | KTOE | UK | 2014 | nrg_107a | 115.9032
Imports | 5540 | 5540-Biomass and renewable wastes | KTOE | SI | 2010 | nrg_107a | 1.2393
Imports | 5540 | 5540-Biomass and renewable wastes | KTOE | XK | 2010 | nrg_107a | 0.050242
Imports | 5547 | 5547-Biodiesels | KTOE | DK | 2009 | nrg_107a | 0.033494
Imports | 2121 | 2121-Coke Oven Coke | KTOE | DK | 2012 | nrg_110a | 0.59871
Imports | 2121 | 2121-Coke Oven Coke | KTOE | UA | 2014 | nrg_110a | 46.6242
Transformation input in Coke Ovens | 2121 | 2121-Coke Oven Coke | KTOE | CZ | 2013 | nrg_110a | 2.6502
Transformation output from Coke Ovens | 2121 | 2121-Coke Oven Coke | KTOE | UK | 2012 | nrg_110a | 106.6755
Primary production | 5547 | 5547-Biodiesels | KTOE | LT | 2011 | nrg_110a | 2.9559
Primary production | 5547 | 5547-Biodiesels | KTOE | MT | 2012 | nrg_110a | 0.041868
Imports | 5547 | 5547-Biodiesels | KTOE | BE | 2009 | nrg_110a | 1.1304
Primary production | 5547 | 5547-Biodiesels | KTOE | SK | 2011 | nrg_107a | 4.7981
Primary production | 5547 | 5547-Biodiesels | KTOE | SK | 2010 | nrg_110a | 4.6767
Primary production | 5547 | 5547-Biodiesels | KTOE | TR | 2014 | nrg_107a | 1.4193
Primary production | 2100 | 2100-Hard coal and derivatives | KTOE | TR | 2009 | nrg_101a | 74.1105
Primary production | 2118 | 2118-Sub-bituminous Coal | KTOE | TR | 2013 | nrg_110a | 20.4065
Imports | 2121 | 2121-Coke Oven Coke | KTOE | NO | 2009 | nrg_110a | 7.9507
Imports | 2100 | 2100-Hard coal and derivatives | KTOE | RS | 2013 | nrg_101a | 7.6367
Imports | 3286 | 3286-Paraffin Waxes | KTOE | RS | 2013 | nrg_102a | 0.20097
Primary production | 5540 | 5540-Biomass and renewable wastes | KTOE | PT | 2012 | nrg_107a | 123.9753
Imports | 5540 | 5540-Biomass and renewable wastes | KTOE | RS | 2013 | nrg_107a | 0.18422
Imports | 5540 | 5540-Biomass and renewable wastes | KTOE | PT | 2011 | nrg_107a | 0.96715
Imports | 5547 | 5547-Biodiesels | KTOE | PT | 2014 | nrg_107a | 0.11304
Imports | 5547 | 5547-Biodiesels | KTOE | CY | 2010 | nrg_107a | 0.40612
Imports | 3286 | 3286-Paraffin Waxes | KTOE | CZ | 2014 | nrg_110a | 0.52335
Imports | 3286 | 3286-Paraffin Waxes | KTOE | RS | 2010 | nrg_110a | 0.1591
Primary production | 5547 | 5547-Biodiesels | KTOE | PL | 2011 | nrg_110a | 13.9504
Imports | 5547 | 5547-Biodiesels | KTOE | RO | 2014 | nrg_110a | 2.3865
Imports | 2100 | 2100-Hard coal and derivatives | KTOE | ES | 2009 | nrg_101a | 414.5644
Transformation input in Coke Ovens | 2100 | 2100-Hard coal and derivatives | KTOE | BE | 2012 | nrg_101a | 72.3353
Transformation input in Coke Ovens | 2100 | 2100-Hard coal and derivatives | KTOE | SE | 2009 | nrg_101a | 46.3814
Transformation output from Coke Ovens | 2100 | 2100-Hard coal and derivatives | KTOE | FR | 2012 | nrg_101a | 95.0362
Transformation output from Coke Ovens | 2100 | 2100-Hard coal and derivatives | KTOE | SK | 2009 | nrg_101a | 47.0178
Imports | 2118 | 2118-Sub-bituminous Coal | KTOE | MK | 2014 | nrg_101a | 3.9398
Imports | 2118 | 2118-Sub-bituminous Coal | KTOE | RO | 2014 | nrg_101a | 13.3601
Consumption in Coal Mines | 2118 | 2118-Sub-bituminous Coal | KTOE | HU | 2011 | nrg_101a | 0.062802
Imports | 2121 | 2121-Coke Oven Coke | KTOE | RO | 2012 | nrg_101a | 21.2899
Transformation output from Coke Ovens | 2121 | 2121-Coke Oven Coke | KTOE | NL | 2013 | nrg_101a | 56.572
Transformation output from Coke Ovens | 2121 | 2121-Coke Oven Coke | KTOE | PL | 2009 | nrg_101a | 202.0926
Transformation input in Gas Works | 2410 | 2410-Oil shale and oil sands | KTOE | EE | 2009 | nrg_101a | 9.9227
Imports | 3286 | 3286-Paraffin Waxes | KTOE | MK | 2012 | nrg_102a | 0.041868
Primary production | 5540 | 5540-Biomass and renewable wastes | KTOE | BE | 2011 | nrg_107a | 98.8629
Primary production | 5540 | 5540-Biomass and renewable wastes | KTOE | HU | 2011 | nrg_107a | 70.0787
Imports | 5540 | 5540-Biomass and renewable wastes | KTOE | ES | 2009 | nrg_107a | 18.8364
Imports | 5540 | 5540-Biomass and renewable wastes | KTOE | EL | 2012 | nrg_107a | 8.3652
Imports | 5540 | 5540-Biomass and renewable wastes | KTOE | RO | 2009 | nrg_107a | 3.115
Primary production | 5547 | 5547-Biodiesels | KTOE | BE | 2013 | nrg_107a | 11.0992
Imports | 2118 | 2118-Sub-bituminous Coal | KTOE | MK | 2012 | nrg_110a | 5.2209
Transformation output from Coke Ovens | 2121 | 2121-Coke Oven Coke | KTOE | HU | 2010 | nrg_110a | 29.0145
Transformation output from Coke Ovens | 2121 | 2121-Coke Oven Coke | KTOE | FR | 2014 | nrg_110a | 92.2561
Transformation output from Coke Ovens | 2121 | 2121-Coke Oven Coke | KTOE | RO | 2009 | nrg_110a | 9.7176
Transformation output from Coke Ovens | 2121 | 2121-Coke Oven Coke | KTOE | SK | 2011 | nrg_110a | 46.172
Primary production | 5547 | 5547-Biodiesels | KTOE | AT | 2013 | nrg_110a | 6.4686
Primary production | 5547 | 5547-Biodiesels | KTOE | HR | 2011 | nrg_110a | 0.28052
Primary production | 5547 | 5547-Biodiesels | KTOE | FR | 2010 | nrg_110a | 74.2738
Imports | 5547 | 5547-Biodiesels | KTOE | EL | 2014 | nrg_110a | 0.93366
Primary production | 2100 | 2100-Hard coal and derivatives | KTOE | CZ | 2010 | nrg_101a | 310.1498
Imports | 2100 | 2100-Hard coal and derivatives | KTOE | HR | 2013 | nrg_101a | 30.5636
Imports | 2100 | 2100-Hard coal and derivatives | KTOE | LV | 2013 | nrg_101a | 2.9056
Imports | 2100 | 2100-Hard coal and derivatives | KTOE | MD | 2012 | nrg_101a | 4.392
Imports | 2100 | 2100-Hard coal and derivatives | KTOE | LU | 2013 | nrg_101a | 1.8841
Imports | 2100 | 2100-Hard coal and derivatives | KTOE | TR | 2014 | nrg_101a | 812.1931
Transformation input in Coke Ovens | 2100 | 2100-Hard coal and derivatives | KTOE | FI | 2011 | nrg_101a | 35.6004
Primary production | 4000 | 4000-Gas | KTOE | ES | 2014 | nrg_100a | 0.87085
Primary production | 4000 | 4000-Gas | KTOE | IT | 2009 | nrg_100a | 274.7629
Primary production | 4000 | 4000-Gas | KTOE | RS | 2011 | nrg_100a | 16.9398
Primary production | 4000 | 4000-Gas | KTOE | UK | 2012 | nrg_100a | 1467.0924
Primary production | 7200 | 7200-Waste (non-renewable) | KTOE | CZ | 2010 | nrg_100a | 8.3945
Primary production | 7200 | 7200-Waste (non-renewable) | KTOE | DE | 2011 | nrg_100a | 162.1924
Primary production | 7200 | 7200-Waste (non-renewable) | KTOE | FI | 2010 | nrg_100a | 6.1169
Primary production | 7200 | 7200-Waste (non-renewable) | KTOE | RS | 2011 | nrg_100a | 0.28889
Primary production | 7200 | 7200-Waste (non-renewable) | KTOE | SI | 2014 | nrg_100a | 1.8087
Primary production | 7200 | 7200-Waste (non-renewable) | KTOE | UK | 2013 | nrg_100a | 30.9153
Imports | 7200 | 7200-Waste (non-renewable) | KTOE | HU | 2013 | nrg_100a | 0.087923
Imports | 7200 | 7200-Waste (non-renewable) | KTOE | LV | 2013 | nrg_100a | 2.1143
Imports | 4000 | 4000-Gas | KTOE | HU | 2009 | nrg_100a | 331.0586
Imports | 4000 | 4000-Gas | KTOE | IT | 2009 | nrg_100a | 2374.5897
Imports | 4000 | 4000-Gas | KTOE | NL | 2009 | nrg_100a | 770.1995
Imports | 4000 | 4000-Gas | KTOE | SK | 2010 | nrg_100a | 209.453
Consumption in Oil and gas extraction | 4000 | 4000-Gas | KTOE | NL | 2012 | nrg_100a | 27.3566
Consumption in Oil and gas extraction | 4000 | 4000-Gas | KTOE | NO | 2010 | nrg_100a | 153.0694
Consumption in Coal Mines | 4000 | 4000-Gas | KTOE | PL | 2013 | nrg_100a | 0.65314
Consumption in Pipeline transport | 4000 | 4000-Gas | KTOE | BG | 2010 | nrg_100a | 5.895
Primary production | 5100 | 5100-Nuclear heat | KTOE | HU | 2012 | nrg_100a | 171.0936
Primary production | 5100 | 5100-Nuclear heat | KTOE | UA | 2010 | nrg_100a | 969.2526
Imports | 2210 | 2210-Lignite/Brown Coal | KTOE | SI | 2010 | nrg_101a | 1.143
Imports | 2210 | 2210-Lignite/Brown Coal | KTOE | XK | 2010 | nrg_101a | 0.31401
Primary production | 3105 | 3105-Crude oil (without NGL) | KTOE | NL | 2012 | nrg_102a | 44.1372
Imports | 3105 | 3105-Crude oil (without NGL) | KTOE | DK | 2013 | nrg_102a | 195.8334
Imports | 3105 | 3105-Crude oil (without NGL) | KTOE | FI | 2010 | nrg_102a | 449.7377
Imports | 3270A | 3270A-Total fuel oil | KTOE | XK | 2012 | nrg_102a | 1.9594
Imports | 3270A | 3270A-Total fuel oil | KTOE | BE | 2014 | nrg_102a | 147.9992
Transformation output from Coke Ovens | 4000 | 4000-Gas | KTOE | UK | 2012 | nrg_103a | 26.7537
Transformation output from Gas Works | 4000 | 4000-Gas | KTOE | HR | 2013 | nrg_103a | 0.066989
Consumption in Oil and gas extraction | 4000 | 4000-Gas | KTOE | BG | 2012 | nrg_103a | 0.037681
Consumption in Coal Mines | 4000 | 4000-Gas | KTOE | CZ | 2010 | nrg_103a | 0.096296
Consumption in Coke Ovens | 4000 | 4000-Gas | KTOE | ES | 2010 | nrg_103a | 10.1949
Consumption in Oil and gas extraction | 4100 | 4100-Natural gas | KTOE | AL | 2014 | nrg_103a | 0.75362
Consumption in Oil and gas extraction | 4100 | 4100-Natural gas | KTOE | EL | 2013 | nrg_103a | 0.70338
Consumption in Oil and gas extraction | 4100 | 4100-Natural gas | KTOE | DK | 2009 | nrg_103a | 26.3015
Consumption in Oil and gas extraction | 4100 | 4100-Natural gas | KTOE | EE | 2011 | nrg_103a | 0.46892
Consumption in Coke Ovens | 4100 | 4100-Natural gas | KTOE | ES | 2014 | nrg_103a | 0.01256
Consumption in Coke Ovens | 4100 | 4100-Natural gas | KTOE | SK | 2013 | nrg_103a | 0.0041868
Imports | 4000 | 4000-Gas | KTOE | BE | 2013 | nrg_103a | 638.8973
Imports | 4000 | 4000-Gas | KTOE | UA | 2009 | nrg_103a | 1283.6226
Primary production | 5100 | 5100-Nuclear heat | KTOE | NL | 2010 | nrg_104a | 42.8645
Imports | 7200 | 7200-Waste (non-renewable) | KTOE | SK | 2010 | nrg_108a | 0.041868
Transformation input in BKB / PB Plants | 2210 | 2210-Lignite/Brown Coal | KTOE | BG | 2011 | nrg_110a | 25.6651
Imports | 2210 | 2210-Lignite/Brown Coal | KTOE | XK | 2010 | nrg_110a | 0.31401
Consumption in Coal Mines | 2210 | 2210-Lignite/Brown Coal | KTOE | BG | 2009 | nrg_110a | 0.016747
Consumption in Coal Mines | 2210 | 2210-Lignite/Brown Coal | KTOE | TR | 2010 | nrg_110a | 1.1472
Primary production | 3105 | 3105-Crude oil (without NGL) | KTOE | NO | 2013 | nrg_110a | 3136.6668
Imports | 3105 | 3105-Crude oil (without NGL) | KTOE | AT | 2014 | nrg_110a | 314.6799
Imports | 3105 | 3105-Crude oil (without NGL) | KTOE | BE | 2012 | nrg_110a | 1314.0607
Imports | 3270A | 3270A-Total fuel oil | KTOE | DK | 2014 | nrg_110a | 132.6797
Imports | 3270A | 3270A-Total fuel oil | KTOE | SE | 2010 | nrg_110a | 41.9182
Imports | 3270A | 3270A-Total fuel oil | KTOE | SI | 2009 | nrg_110a | 2.1185
Primary production | 4000 | 4000-Gas | KTOE | IT | 2012 | nrg_110a | 295.0647
Imports | 4000 | 4000-Gas | KTOE | BE | 2011 | nrg_110a | 746.8246
Imports | 4000 | 4000-Gas | KTOE | AT | 2012 | nrg_110a | 487.0169
Imports | 4000 | 4000-Gas | KTOE | DK | 2014 | nrg_110a | 23.421
Consumption in Oil and gas extraction | 4000 | 4000-Gas | KTOE | BG | 2010 | nrg_110a | 0.037681
Consumption in Oil and gas extraction | 4000 | 4000-Gas | KTOE | DK | 2013 | nrg_110a | 23.4168
Consumption in Coke Ovens | 4000 | 4000-Gas | KTOE | FI | 2010 | nrg_110a | 1.9427
Consumption in Coke Ovens | 4000 | 4000-Gas | KTOE | FR | 2010 | nrg_110a | 13.6071
Transformation output from Coke Ovens | 4000 | 4000-Gas | KTOE | BE | 2012 | nrg_110a | 13.6532
Transformation output from Gas Works | 4000 | 4000-Gas | KTOE | UA | 2010 | nrg_110a | 1.3775
Consumption in Coke Ovens | 4000 | 4000-Gas | KTOE | UA | 2010 | nrg_110a | 54.9559
Consumption in Coke Ovens | 4000 | 4000-Gas | KTOE | TR | 2010 | nrg_110a | 10.9652
Primary production | 5510 | 5510-Hydro power | KTOE | RO | 2014 | nrg_107a | 67.7006
Primary production | 5550 | 5550-Geothermal Energy | KTOE | PT | 2011 | nrg_107a | 8.0931
Primary production | 5550 | 5550-Geothermal Energy | KTOE | PL | 2012 | nrg_107a | 0.66151
Imports | 3200 | 3200-All petroleum products | KTOE | ES | 2010 | nrg_102a | 997.2037
Imports | 3200 | 3200-All petroleum products | KTOE | ME | 2014 | nrg_102a | 12.4641
Consumption in Coal Mines | 3200 | 3200-All petroleum products | KTOE | RO | 2014 | nrg_102a | 0.041868
Transformation output from Coke Ovens | 4210 | 4210-Coke Oven Gas | KTOE | ES | 2013 | nrg_103a | 12.238
Transformation output from Coke Ovens | 4210 | 4210-Coke Oven Gas | KTOE | FI | 2009 | nrg_103a | 6.3556
Transformation output from Coke Ovens | 4210 | 4210-Coke Oven Gas | KTOE | IT | 2011 | nrg_103a | 17.2789
Transformation output from Coke Ovens | 4210 | 4210-Coke Oven Gas | KTOE | PL | 2014 | nrg_103a | 69.7521
Transformation output from Coke Ovens | 4210 | 4210-Coke Oven Gas | KTOE | SE | 2012 | nrg_103a | 7.6158
Transformation output from Coke Ovens | 4210 | 4210-Coke Oven Gas | KTOE | TR | 2013 | nrg_103a | 28.533
Consumption in Coke Ovens | 4210 | 4210-Coke Oven Gas | KTOE | HU | 2009 | nrg_103a | 2.8387
Primary production | 5510 | 5510-Hydro power | KTOE | HU | 2010 | nrg_107a | 0.67826
Primary production | 5550 | 5550-Geothermal Energy | KTOE | AT | 2014 | nrg_107a | 1.3691
Primary production | 5550 | 5550-Geothermal Energy | KTOE | HR | 2012 | nrg_107a | 0.29308
Primary production | 5550 | 5550-Geothermal Energy | KTOE | FR | 2011 | nrg_107a | 7.2683
Transformation output from BKB / PB Plants | 2330 | 2330-Peat products | KTOE | UA | 2011 | nrg_110a | 4.4799
Transformation output from Coke Ovens | 4210 | 4210-Coke Oven Gas | KTOE | FI | 2011 | nrg_110a | 8.3903
Transformation output from Coke Ovens | 4210 | 4210-Coke Oven Gas | KTOE | IT | 2013 | nrg_110a | 17.5427
Transformation output from Coke Ovens | 4210 | 4210-Coke Oven Gas | KTOE | SE | 2014 | nrg_110a | 7.4399
Primary production | 5510 | 5510-Hydro power | KTOE | AT | 2010 | nrg_110a | 138.1058
Primary production | 5510 | 5510-Hydro power | KTOE | ME | 2013 | nrg_110a | 9.0142
Primary production | 5550 | 5550-Geothermal Energy | KTOE | BE | 2014 | nrg_110a | 0.12979
Primary production | 5550 | 5550-Geothermal Energy | KTOE | HU | 2012 | nrg_110a | 4.4882
Imports | 3200 | 3200-All petroleum products | KTOE | CZ | 2009 | nrg_102a | 127.89
Imports | 3200 | 3200-All petroleum products | KTOE | IE | 2014 | nrg_102a | 216.2315
Imports | 3200 | 3200-All petroleum products | KTOE | HU | 2010 | nrg_102a | 99.403
Imports | 3200 | 3200-All petroleum products | KTOE | IS | 2010 | nrg_102a | 42.0606
Imports | 3200 | 3200-All petroleum products | KTOE | IT | 2013 | nrg_102a | 482.11
Imports | 3200 | 3200-All petroleum products | KTOE | NL | 2012 | nrg_102a | 3773.0018
Imports | 3200 | 3200-All petroleum products | KTOE | MD | 2011 | nrg_102a | 34.9723
Imports | 3200 | 3200-All petroleum products | KTOE | TR | 2009 | nrg_102a | 787.1184
Imports | 3200 | 3200-All petroleum products | KTOE | UA | 2012 | nrg_102a | 349.4429
Consumption in Oil and gas extraction | 3200 | 3200-All petroleum products | KTOE | UA | 2013 | nrg_102a | 1.277
Consumption in Coke Ovens | 3200 | 3200-All petroleum products | KTOE | PL | 2009 | nrg_102a | 0.046055
Consumption in Coke Ovens | 4210 | 4210-Coke Oven Gas | KTOE | IT | 2012 | nrg_103a | 0.99646
Primary production | 5510 | 5510-Hydro power | KTOE | DE | 2009 | nrg_107a | 68.5128
Primary production | 5510 | 5510-Hydro power | KTOE | ES | 2010 | nrg_107a | 152.2948
Primary production | 5510 | 5510-Hydro power | KTOE | IE | 2014 | nrg_107a | 2.5539
Primary production | 5510 | 5510-Hydro power | KTOE | UK | 2010 | nrg_107a | 12.8325
Primary production | 5550 | 5550-Geothermal Energy | KTOE | BG | 2010 | nrg_107a | 1.3691
Primary production | 5550 | 5550-Geothermal Energy | KTOE | CY | 2009 | nrg_107a | 0.016747
Primary production | 5550 | 5550-Geothermal Energy | KTOE | RO | 2013 | nrg_107a | 1.0886
Consumption in Coke Ovens | 4210 | 4210-Coke Oven Gas | KTOE | CZ | 2014 | nrg_110a | 2.7424
Consumption in Coke Ovens | 4210 | 4210-Coke Oven Gas | KTOE | BE | 2014 | nrg_110a | 4.4841
Primary production | 5510 | 5510-Hydro power | KTOE | BE | 2011 | nrg_110a | 0.70757
Primary production | 5510 | 5510-Hydro power | KTOE | DK | 2011 | nrg_110a | 0.062802
Primary production | 5510 | 5510-Hydro power | KTOE | XK | 2010 | nrg_110a | 0.56103
Primary production | 5550 | 5550-Geothermal Energy | KTOE | DE | 2011 | nrg_110a | 3.2531
Primary production | 5550 | 5550-Geothermal Energy | KTOE | DK | 2010 | nrg_110a | 0.21353
Primary production | 5550 | 5550-Geothermal Energy | KTOE | ES | 2012 | nrg_110a | 0.73688
Primary production | 5550 | 5550-Geothermal Energy | KTOE | RS | 2009 | nrg_110a | 0.20515
Primary production | 5550 | 5550-Geothermal Energy | KTOE | UK | 2010 | nrg_110a | 0.033494
Transformation output from BKB / PB Plants | 2330 | 2330-Peat products | KTOE | FI | 2012 | nrg_101a | 0.56103
Imports | 3200 | 3200-All petroleum products | KTOE | UK | 2010 | nrg_102a | 1018.8285
Consumption in Coal Mines | 3200 | 3200-All petroleum products | KTOE | MK | 2009 | nrg_102a | 0.041868
Transformation output from Coke Ovens | 4210 | 4210-Coke Oven Gas | KTOE | UK | 2012 | nrg_103a | 26.7537
Consumption in Coke Ovens | 4210 | 4210-Coke Oven Gas | KTOE | FI | 2012 | nrg_103a | 2.5791
Primary production | 5510 | 5510-Hydro power | KTOE | LT | 2014 | nrg_107a | 1.4361
Primary production | 5510 | 5510-Hydro power | KTOE | LV | 2009 | nrg_107a | 12.4432
Primary production | 5510 | 5510-Hydro power | KTOE | NO | 2011 | nrg_107a | 433.0449
Imports | 55432 | 55432-Municipal waste (non-renewable) | KTOE | LV | 2010 | nrg_110a | 0.762
Transformation input in Patent Fuel Plants | 2116 | 2116-Coking Coal | KTOE | PL | 2014 | nrg_101a | 0.087923
Imports | 2116 | 2116-Coking Coal | KTOE | AT | 2010 | nrg_101a | 55.4374
Imports | 2116 | 2116-Coking Coal | KTOE | FI | 2011 | nrg_101a | 37.183
Imports | 2116 | 2116-Coking Coal | KTOE | UK | 2012 | nrg_101a | 153.3374
Primary production | 55432 | 55432-Municipal waste (non-renewable) | KTOE | LV | 2013 | nrg_108a | 0.083736
Imports | 2116 | 2116-Coking Coal | KTOE | AT | 2014 | nrg_110a | 53.277
Imports | 2116 | 2116-Coking Coal | KTOE | SE | 2012 | nrg_110a | 30.4799
Imports | 2116 | 2116-Coking Coal | KTOE | UA | 2014 | nrg_110a | 277.6309
Primary production | 55432 | 55432-Municipal waste (non-renewable) | KTOE | LV | 2009 | nrg_110a | 0.062802
Primary production | 55432 | 55432-Municipal waste (non-renewable) | KTOE | LT | 2014 | nrg_110a | 0.49404
Primary production | 55432 | 55432-Municipal waste (non-renewable) | KTOE | SK | 2010 | nrg_110a | 0.70338
Transformation input in Coke Ovens | 2116 | 2116-Coking Coal | KTOE | ES | 2014 | nrg_101a | 59.126
Transformation output from Gas Works | 4230 | 4230-Gas Works Gas | KTOE | EE | 2012 | nrg_110a | 6.6779
Primary production | 2116 | 2116-Coking Coal | KTOE | PL | 2010 | nrg_101a | 343.9917
Imports | 2116 | 2116-Coking Coal | KTOE | RO | 2013 | nrg_101a | 2.5581
Transformation input in Coke Ovens | 2116 | 2116-Coking Coal | KTOE | AT | 2011 | nrg_101a | 51.9163
Primary production | 55432 | 55432-Municipal waste (non-renewable) | KTOE | BE | 2010 | nrg_108a | 17.078
Primary production | 55432 | 55432-Municipal waste (non-renewable) | KTOE | AT | 2012 | nrg_108a | 9.5375
Primary production | 55432 | 55432-Municipal waste (non-renewable) | KTOE | FR | 2013 | nrg_108a | 49.4922
Transformation input in Coke Ovens | 2116 | 2116-Coking Coal | KTOE | FR | 2010 | nrg_101a | 132.0056
Primary production | 2116 | 2116-Coking Coal | KTOE | CZ | 2011 | nrg_101a | 148.2923
Primary production | 2116 | 2116-Coking Coal | KTOE | UA | 2010 | nrg_101a | 505.9455
Imports | 2116 | 2116-Coking Coal | KTOE | DE | 2011 | nrg_101a | 254.5616
Imports | 2116 | 2116-Coking Coal | KTOE | CZ | 2010 | nrg_101a | 26.8667
Imports | 2116 | 2116-Coking Coal | KTOE | SK | 2011 | nrg_101a | 72.9215
Consumption in Coal Mines | 4230 | 4230-Gas Works Gas | KTOE | CZ | 2012 | nrg_103a | 0.11723
Primary production | 55432 | 55432-Municipal waste (non-renewable) | KTOE | IE | 2012 | nrg_108a | 1.8213
Primary production | 55432 | 55432-Municipal waste (non-renewable) | KTOE | IT | 2011 | nrg_108a | 35.2947
Primary production | 55432 | 55432-Municipal waste (non-renewable) | KTOE | UK | 2014 | nrg_108a | 19.7575
Imports | 55432 | 55432-Municipal waste (non-renewable) | KTOE | LV | 2014 | nrg_108a | 2.0473
Imports | 55432 | 55432-Municipal waste (non-renewable) | KTOE | NL | 2012 | nrg_108a | 4.325
Consumption in Coke Ovens | 2116 | 2116-Coking Coal | KTOE | PL | 2013 | nrg_110a | 1.5282
Primary production | 2116 | 2116-Coking Coal | KTOE | DE | 2013 | nrg_110a | 137.9258
Imports | 2116 | 2116-Coking Coal | KTOE | DE | 2009 | nrg_110a | 186.9909
Imports | 2116 | 2116-Coking Coal | KTOE | FR | 2009 | nrg_110a | 109.2211
Imports | 2116 | 2116-Coking Coal | KTOE | IT | 2013 | nrg_110a | 89.2961
Imports | 2116 | 2116-Coking Coal | KTOE | HU | 2013 | nrg_110a | 37.9743
Imports | 2116 | 2116-Coking Coal | KTOE | NL | 2013 | nrg_110a | 119.0433
Imports | 2116 | 2116-Coking Coal | KTOE | SK | 2014 | nrg_110a | 79.5157
Transformation input in Coke Ovens | 2116 | 2116-Coking Coal | KTOE | FR | 2010 | nrg_110a | 132.0056
Transformation input in Coke Ovens | 2116 | 2116-Coking Coal | KTOE | UA | 2009 | nrg_110a | 708.5489
Consumption in Coal Mines | 4230 | 4230-Gas Works Gas | KTOE | CZ | 2009 | nrg_110a | 0.083736
Primary production | 55432 | 55432-Municipal waste (non-renewable) | KTOE | CZ | 2010 | nrg_110a | 1.7501
Primary production | 55432 | 55432-Municipal waste (non-renewable) | KTOE | FI | 2010 | nrg_110a | 4.3333
Primary production | 55432 | 55432-Municipal waste (non-renewable) | KTOE | UK | 2013 | nrg_110a | 18.2586
Imports | 55432 | 55432-Municipal waste (non-renewable) | KTOE | NL | 2013 | nrg_110a | 7.1092
Imports | 2116 | 2116-Coking Coal | KTOE | SE | 2014 | nrg_101a | 46.26
Imports | 2116 | 2116-Coking Coal | KTOE | UA | 2014 | nrg_101a | 277.6309
Transformation output from Gas Works | 4230 | 4230-Gas Works Gas | KTOE | UA | 2010 | nrg_103a | 1.3775
Primary production | 55432 | 55432-Municipal waste (non-renewable) | KTOE | LU | 2011 | nrg_108a | 0.762
Primary production | 55432 | 55432-Municipal waste (non-renewable) | KTOE | NL | 2012 | nrg_108a | 28.0976
Imports | 2116 | 2116-Coking Coal | KTOE | UK | 2010 | nrg_110a | 202.4108
Transformation input in Coke Ovens | 2116 | 2116-Coking Coal | KTOE | BE | 2011 | nrg_110a | 75.4671
Transformation output from Gas Works | 4230 | 4230-Gas Works Gas | KTOE | UA | 2014 | nrg_110a | 0.73688
Primary production | 2116 | 2116-Coking Coal | KTOE | TR | 2012 | nrg_110a | 27.859
Primary production | 2116 | 2116-Coking Coal | KTOE | TR | 2014 | nrg_101a | 23.8313
Transformation output from Gas Works | 4230 | 4230-Gas Works Gas | KTOE | CZ | 2010 | nrg_103a | 15.9517
Transformation output from Gas Works | 4230 | 4230-Gas Works Gas | KTOE | CZ | 2014 | nrg_110a | 15.5205
Transformation input in Coke Ovens | 2116 | 2116-Coking Coal | KTOE | HU | 2012 | nrg_101a | 42.2699
Consumption in Gas Works | 4230 | 4230-Gas Works Gas | KTOE | PL | 2011 | nrg_103a | 0.0083736
Primary production | 2116 | 2116-Coking Coal | KTOE | UA | 2010 | nrg_110a | 505.9455
Transformation input in Coke Ovens | 2116 | 2116-Coking Coal | KTOE | FI | 2012 | nrg_110a | 36.0693
Transformation input in Coke Ovens | 2100 | 2100-Hard coal and derivatives | KTOE | IT | 2011 | nrg_101a | 173.1995
Transformation input in Coke Ovens | 2100 | 2100-Hard coal and derivatives | KTOE | SK | 2013 | nrg_101a | 58.5063
Transformation input in Coke Ovens | 2100 | 2100-Hard coal and derivatives | KTOE | UA | 2009 | nrg_101a | 724.195
Transformation output from Patent Fuel Plants | 2100 | 2100-Hard coal and derivatives | KTOE | HU | 2011 | nrg_101a | 0.14654
Consumption in Patent Fuel Plants | 2100 | 2100-Hard coal and derivatives | KTOE | HU | 2011 | nrg_101a | 0.029308
Consumption in Coke Ovens | 2100 | 2100-Hard coal and derivatives | KTOE | IT | 2011 | nrg_101a | 1.8589
Consumption in Coke Ovens | 2100 | 2100-Hard coal and derivatives | KTOE | PL | 2011 | nrg_101a | 1.9762
Primary production | 2118 | 2118-Sub-bituminous Coal | KTOE | RO | 2013 | nrg_101a | 1.0174
Imports | 2121 | 2121-Coke Oven Coke | KTOE | CZ | 2009 | nrg_101a | 15.2776
Imports | 2121 | 2121-Coke Oven Coke | KTOE | HR | 2014 | nrg_101a | 0.79968
Imports | 2121 | 2121-Coke Oven Coke | KTOE | LV | 2009 | nrg_101a | 0.14235
Imports | 2121 | 2121-Coke Oven Coke | KTOE | IT | 2014 | nrg_101a | 34.629
Imports | 2121 | 2121-Coke Oven Coke | KTOE | LT | 2014 | nrg_101a | 0.48567
Primary production | 2410 | 2410-Oil shale and oil sands | KTOE | EE | 2011 | nrg_101a | 166.7309
Primary production | 3193 | 3193-Other hydrocarbons | KTOE | UK | 2013 | nrg_102a | 1.0634
Imports | 3193 | 3193-Other hydrocarbons | KTOE | LV | 2014 | nrg_102a | 0.083736
Imports | 3286 | 3286-Paraffin Waxes | KTOE | HR | 2013 | nrg_102a | 0.20097
Imports | 3286 | 3286-Paraffin Waxes | KTOE | SK | 2013 | nrg_102a | 0.17166
Primary production | 5540 | 5540-Biomass and renewable wastes | KTOE | DK | 2010 | nrg_107a | 101.2619
Primary production | 5540 | 5540-Biomass and renewable wastes | KTOE | BG | 2010 | nrg_107a | 40.4529
Primary production | 5540 | 5540-Biomass and renewable wastes | KTOE | EL | 2011 | nrg_107a | 46.4944
Primary production | 5540 | 5540-Biomass and renewable wastes | KTOE | IE | 2012 | nrg_107a | 12.6776
Primary production | 5540 | 5540-Biomass and renewable wastes | KTOE | IT | 2012 | nrg_107a | 402.1547
Primary production | 5540 | 5540-Biomass and renewable wastes | KTOE | IS | 2012 | nrg_107a | 0.075362
Imports | 5540 | 5540-Biomass and renewable wastes | KTOE | IE | 2011 | nrg_107a | 1.9176
Imports | 5540 | 5540-Biomass and renewable wastes | KTOE | HU | 2013 | nrg_107a | 5.0995
Imports | 5540 | 5540-Biomass and renewable wastes | KTOE | LT | 2014 | nrg_107a | 6.8412
Imports | 5540 | 5540-Biomass and renewable wastes | KTOE | LU | 2013 | nrg_107a | 2.6377
Imports | 5540 | 5540-Biomass and renewable wastes | KTOE | IS | 2009 | nrg_107a | 0.0083736
Consumption in Coal Mines | 5540 | 5540-Biomass and renewable wastes | KTOE | DE | 2014 | nrg_107a | 0.38519
Consumption in BKB / PB Plants | 5540 | 5540-Biomass and renewable wastes | KTOE | DE | 2010 | nrg_107a | 0.016747
Imports | 5547 | 5547-Biodiesels | KTOE | SK | 2009 | nrg_107a | 1.5575
Primary production | 5547 | 5547-Biodiesels | KTOE | SE | 2013 | nrg_107a | 9.1649
Imports | 5547 | 5547-Biodiesels | KTOE | DE | 2011 | nrg_107a | 37.677
Imports | 5547 | 5547-Biodiesels | KTOE | IT | 2012 | nrg_107a | 43.0236
Primary production | 2118 | 2118-Sub-bituminous Coal | KTOE | ES | 2011 | nrg_110a | 31.5434
Imports | 2121 | 2121-Coke Oven Coke | KTOE | CZ | 2011 | nrg_110a | 16.1317
Imports | 2121 | 2121-Coke Oven Coke | KTOE | FR | 2012 | nrg_110a | 26.5904
Imports | 2121 | 2121-Coke Oven Coke | KTOE | HR | 2010 | nrg_110a | 0.79968
Imports | 2121 | 2121-Coke Oven Coke | KTOE | IS | 2009 | nrg_110a | 0.59871
Imports | 2121 | 2121-Coke Oven Coke | KTOE | LV | 2009 | nrg_110a | 0.14235
Imports | 2121 | 2121-Coke Oven Coke | KTOE | MD | 2012 | nrg_110a | 0.029308
Imports | 2121 | 2121-Coke Oven Coke | KTOE | TR | 2009 | nrg_110a | 7.8084
Imports | 3286 | 3286-Paraffin Waxes | KTOE | DE | 2011 | nrg_110a | 18.5015
Imports | 3286 | 3286-Paraffin Waxes | KTOE | LT | 2011 | nrg_110a | 0.84155
Primary production | 5547 | 5547-Biodiesels | KTOE | BG | 2009 | nrg_110a | 0.45217
Primary production | 5547 | 5547-Biodiesels | KTOE | UK | 2011 | nrg_110a | 6.6528
Imports | 5547 | 5547-Biodiesels | KTOE | FR | 2012 | nrg_110a | 14.3984
Imports | 5547 | 5547-Biodiesels | KTOE | HU | 2011 | nrg_110a | 1.6119
Imports | 5547 | 5547-Biodiesels | KTOE | LU | 2014 | nrg_110a | 2.8596
Imports | 5547 | 5547-Biodiesels | KTOE | LV | 2011 | nrg_110a | 0.37263
Primary production | 2100 | 2100-Hard coal and derivatives | KTOE | NO | 2010 | nrg_101a | 54.374
Imports | 2100 | 2100-Hard coal and derivatives | KTOE | AT | 2013 | nrg_101a | 130.5235
Imports | 2100 | 2100-Hard coal and derivatives | KTOE | SI | 2011 | nrg_101a | 9.5752
Imports | 2100 | 2100-Hard coal and derivatives | KTOE | SE | 2011 | nrg_101a | 94.584
Imports | 2100 | 2100-Hard coal and derivatives | KTOE | UA | 2013 | nrg_101a | 382.6651
Transformation input in BKB / PB Plants | 2100 | 2100-Hard coal and derivatives | KTOE | BG | 2009 | nrg_101a | 1.6663
Transformation input in Coke Ovens | 2100 | 2100-Hard coal and derivatives | KTOE | CZ | 2009 | nrg_101a | 88.3289
Transformation output from Coke Ovens | 2100 | 2100-Hard coal and derivatives | KTOE | CZ | 2014 | nrg_101a | 79.8255
Transformation output from Coke Ovens | 2100 | 2100-Hard coal and derivatives | KTOE | EE | 2012 | nrg_101a | 0.71176
Transformation output from Coke Ovens | 2100 | 2100-Hard coal and derivatives | KTOE | UA | 2012 | nrg_101a | 571.7703
Imports | 2118 | 2118-Sub-bituminous Coal | KTOE | SI | 2010 | nrg_101a | 9.0351
Imports | 2121 | 2121-Coke Oven Coke | KTOE | BE | 2010 | nrg_101a | 1.7082
Primary production | 4100 | 4100-Natural gas | KTOE | NL | 2010 | nrg_110a | 2655.7668
Imports | 4100 | 4100-Natural gas | KTOE | DK | 2013 | nrg_110a | 50.384
Imports | 4100 | 4100-Natural gas | KTOE | FI | 2009 | nrg_110a | 145.8556
Imports | 4100 | 4100-Natural gas | KTOE | UK | 2010 | nrg_110a | 1919.8739
Consumption in Oil and gas extraction | 4100 | 4100-Natural gas | KTOE | EE | 2009 | nrg_110a | 0.43961
Consumption in Coal Mines | 4100 | 4100-Natural gas | KTOE | UA | 2012 | nrg_110a | 0.033494
Transformation output from Coke Ovens | 4000 | 4000-Gas | KTOE | BE | 2014 | nrg_100a | 11.2751
Transformation output from Coke Ovens | 4000 | 4000-Gas | KTOE | CZ | 2010 | nrg_100a | 18.1288
Imports | 4000 | 4000-Gas | KTOE | DK | 2010 | nrg_100a | 5.694
Imports | 4000 | 4000-Gas | KTOE | SI | 2014 | nrg_100a | 26.1005
Imports | 4000 | 4000-Gas | KTOE | UA | 2012 | nrg_100a | 1113.5967
Consumption in Oil and gas extraction | 4000 | 4000-Gas | KTOE | AT | 2012 | nrg_100a | 8.6625
Consumption in Oil and gas extraction | 4000 | 4000-Gas | KTOE | CZ | 2012 | nrg_100a | 0.16747
Consumption in Coke Ovens | 4000 | 4000-Gas | KTOE | FI | 2012 | nrg_100a | 3.1527
Consumption in Coke Ovens | 4000 | 4000-Gas | KTOE | UA | 2011 | nrg_100a | 53.9972
Imports | 4100 | 4100-Natural gas | KTOE | HR | 2013 | nrg_110a | 43.1952
Imports | 4100 | 4100-Natural gas | KTOE | LV | 2013 | nrg_110a | 58.3012
Consumption in Oil and gas extraction | 4100 | 4100-Natural gas | KTOE | RO | 2013 | nrg_110a | 12.9623
Consumption in Coal Mines | 4100 | 4100-Natural gas | KTOE | SK | 2010 | nrg_110a | 0.0041868
Consumption in Coal Mines | 4100 | 4100-Natural gas | KTOE | UK | 2010 | nrg_110a | 0.84155
Consumption in Pipeline transport | 4100 | 4100-Natural gas | KTOE | AT | 2012 | nrg_110a | 7.105
Primary production | 5100 | 5100-Nuclear heat | KTOE | ES | 2010 | nrg_110a | 669.4903
Primary production | 5100 | 5100-Nuclear heat | KTOE | SE | 2012 | nrg_110a | 691.6007
Primary production | 5100 | 5100-Nuclear heat | KTOE | UA | 2010 | nrg_110a | 969.2526
Primary production | 7200 | 7200-Waste (non-renewable) | KTOE | DE | 2013 | nrg_110a | 171.9686
Primary production | 7200 | 7200-Waste (non-renewable) | KTOE | RO | 2011 | nrg_110a | 1.2016
Imports | 7200 | 7200-Waste (non-renewable) | KTOE | LV | 2013 | nrg_110a | 2.1143
Primary production | 4000 | 4000-Gas | KTOE | BG | 2013 | nrg_100a | 9.7929
Primary production | 4000 | 4000-Gas | KTOE | CZ | 2014 | nrg_100a | 8.8718
Primary production | 4000 | 4000-Gas | KTOE | UA | 2012 | nrg_100a | 645.1398
Primary production | 7200 | 7200-Waste (non-renewable) | KTOE | ES | 2010 | nrg_100a | 7.2934
Imports | 4000 | 4000-Gas | KTOE | DE | 2011 | nrg_100a | 3145.5721
Imports | 4000 | 4000-Gas | KTOE | FR | 2011 | nrg_100a | 1743.5845
Imports | 4000 | 4000-Gas | KTOE | LT | 2014 | nrg_100a | 89.7524
Imports | 4000 | 4000-Gas | KTOE | IE | 2011 | nrg_100a | 165.5335
Transformation input in Coke Ovens | 4000 | 4000-Gas | KTOE | UK | 2013 | nrg_100a | 0.19678
Consumption in Coke Ovens | 4000 | 4000-Gas | KTOE | CZ | 2013 | nrg_100a | 9.5082
Consumption in Coke Ovens | 4000 | 4000-Gas | KTOE | BE | 2014 | nrg_100a | 4.4841
Consumption in Coke Ovens | 4000 | 4000-Gas | KTOE | IT | 2013 | nrg_100a | 0.56522
Consumption in Coke Ovens | 4000 | 4000-Gas | KTOE | HU | 2012 | nrg_100a | 3.0145
Consumption in Coke Ovens | 4000 | 4000-Gas | KTOE | PL | 2012 | nrg_100a | 38.5186
Consumption in Gas Works | 4000 | 4000-Gas | KTOE | PL | 2011 | nrg_100a | 0.0083736
Primary production | 5100 | 5100-Nuclear heat | KTOE | BG | 2013 | nrg_100a | 153.7016
Primary production | 5100 | 5100-Nuclear heat | KTOE | ES | 2010 | nrg_100a | 669.4903
Primary production | 5100 | 5100-Nuclear heat | KTOE | FI | 2012 | nrg_100a | 248.2605
Primary production | 5100 | 5100-Nuclear heat | KTOE | SE | 2010 | nrg_100a | 624.5408
Primary production | 2210 | 2210-Lignite/Brown Coal | KTOE | MK | 2010 | nrg_101a | 49.9988
Transformation input in BKB / PB Plants | 2210 | 2210-Lignite/Brown Coal | KTOE | BG | 2011 | nrg_101a | 25.6651
Consumption in Coal Mines | 2210 | 2210-Lignite/Brown Coal | KTOE | BG | 2010 | nrg_101a | 0.033494
Consumption in Coal Mines | 2210 | 2210-Lignite/Brown Coal | KTOE | TR | 2010 | nrg_101a | 1.1472
Primary production | 3105 | 3105-Crude oil (without NGL) | KTOE | NO | 2014 | nrg_102a | 3221.6631
Imports | 3105 | 3105-Crude oil (without NGL) | KTOE | UK | 2009 | nrg_102a | 2023.1999
Imports | 3270A | 3270A-Total fuel oil | KTOE | UK | 2012 | nrg_102a | 26.3601
Imports | 3270A | 3270A-Total fuel oil | KTOE | BG | 2013 | nrg_102a | 1.5198
Imports | 3270A | 3270A-Total fuel oil | KTOE | DK | 2013 | nrg_102a | 118.118
Transformation output from Coke Ovens | 4000 | 4000-Gas | KTOE | AT | 2012 | nrg_103a | 9.6255
Transformation output from Coke Ovens | 4000 | 4000-Gas | KTOE | DE | 2014 | nrg_103a | 65.4397
Consumption in Oil and gas extraction | 4000 | 4000-Gas | KTOE | DK | 2013 | nrg_103a | 23.4168
Consumption in Oil and gas extraction | 4000 | 4000-Gas | KTOE | DE | 2012 | nrg_103a | 7.5321
Consumption in Oil and gas extraction | 4000 | 4000-Gas | KTOE | CZ | 2009 | nrg_103a | 0.087923
Consumption in Coal Mines | 4000 | 4000-Gas | KTOE | UA | 2009 | nrg_103a | 0.23446
Consumption in Coke Ovens | 4000 | 4000-Gas | KTOE | SK | 2014 | nrg_103a | 6.6068
Consumption in Coke Ovens | 4000 | 4000-Gas | KTOE | TR | 2014 | nrg_103a | 14.4738
Consumption in Coke Ovens | 4000 | 4000-Gas | KTOE | UK | 2010 | nrg_103a | 17.2203
Primary production | 4100 | 4100-Natural gas | KTOE | IT | 2014 | nrg_103a | 245.1413
Imports | 4100 | 4100-Natural gas | KTOE | BE | 2011 | nrg_103a | 746.8246
Transformation output from BKB / PB Plants | 2330 | 2330-Peat products | KTOE | IE | 2014 | nrg_110a | 4.1407
Transformation output from Coke Ovens | 4210 | 4210-Coke Oven Gas | KTOE | DE | 2010 | nrg_110a | 61.7511
Transformation output from Coke Ovens | 4210 | 4210-Coke Oven Gas | KTOE | UK | 2014 | nrg_110a | 27.4528
Primary production | 5510 | 5510-Hydro power | KTOE | IT | 2010 | nrg_110a | 184.0182
Primary production | 5510 | 5510-Hydro power | KTOE | LT | 2009 | nrg_110a | 1.5282
Primary production | 5510 | 5510-Hydro power | KTOE | LU | 2011 | nrg_110a | 0.2219
Transformation input in Coke Ovens | 2116 | 2116-Coking Coal | KTOE | HU | 2013 | nrg_110a | 37.8277
Primary production | 55432 | 55432-Municipal waste (non-renewable) | KTOE | AT | 2012 | nrg_110a | 9.5375
Transformation input in Coke Ovens | 2116 | 2116-Coking Coal | KTOE | SK | 2010 | nrg_101a | 62.9527
Primary production | 2116 | 2116-Coking Coal | KTOE | DE | 2011 | nrg_101a | 211.8144
Imports | 2116 | 2116-Coking Coal | KTOE | FR | 2013 | nrg_101a | 159.1193
Imports | 2116 | 2116-Coking Coal | KTOE | TR | 2010 | nrg_101a | 142.3973
Consumption in Coke Ovens | 2116 | 2116-Coking Coal | KTOE | PL | 2014 | nrg_101a | 1.838
Primary production | 55432 | 55432-Municipal waste (non-renewable) | KTOE | DK | 2010 | nrg_108a | 17.0068
Primary production | 55432 | 55432-Municipal waste (non-renewable) | KTOE | FI | 2013 | nrg_108a | 6.6361
Primary production | 55432 | 55432-Municipal waste (non-renewable) | KTOE | PL | 2009 | nrg_108a | 4.819
Primary production | 55432 | 55432-Municipal waste (non-renewable) | KTOE | RO | 2013 | nrg_108a | 0.0083736
Consumption in Coke Ovens | 2116 | 2116-Coking Coal | KTOE | IT | 2010 | nrg_110a | 1.6119
Primary production | 2116 | 2116-Coking Coal | KTOE | CZ | 2013 | nrg_110a | 130.8836
Imports | 2116 | 2116-Coking Coal | KTOE | RO | 2009 | nrg_110a | 6.9585
Imports | 2116 | 2116-Coking Coal | KTOE | TR | 2011 | nrg_110a | 187.4849
Transformation input in Coke Ovens | 2116 | 2116-Coking Coal | KTOE | DE | 2014 | nrg_110a | 326.2229
Transformation input in Coke Ovens | 2116 | 2116-Coking Coal | KTOE | PL | 2013 | nrg_110a | 371.3315
Transformation input in Coke Ovens | 2116 | 2116-Coking Coal | KTOE | NL | 2013 | nrg_110a | 80.4494
Transformation input in Coke Ovens | 2116 | 2116-Coking Coal | KTOE | UK | 2011 | nrg_110a | 160.3837
Primary production | 55432 | 55432-Municipal waste (non-renewable) | KTOE | DK | 2011 | nrg_110a | 17.2915
Primary production | 55432 | 55432-Municipal waste (non-renewable) | KTOE | EE | 2014 | nrg_110a | 2.8512
Primary production | 55432 | 55432-Municipal waste (non-renewable) | KTOE | IE | 2011 | nrg_110a | 0.59453
Imports | 55432 | 55432-Municipal waste (non-renewable) | KTOE | HU | 2014 | nrg_110a | 0.1591
Imports | 2116 | 2116-Coking Coal | KTOE | BE | 2013 | nrg_101a | 70.288
Transformation output from Gas Works | 4230 | 4230-Gas Works Gas | KTOE | HR | 2013 | nrg_103a | 0.066989
Primary production | 55432 | 55432-Municipal waste (non-renewable) | KTOE | LV | 2009 | nrg_108a | 0.062802
Primary production | 55432 | 55432-Municipal waste (non-renewable) | KTOE | NO | 2013 | nrg_108a | 8.4531
Imports | 2116 | 2116-Coking Coal | KTOE | AT | 2010 | nrg_110a | 55.4374
Imports | 2116 | 2116-Coking Coal | KTOE | FI | 2013 | nrg_110a | 35.5417
Imports | 2116 | 2116-Coking Coal | KTOE | UA | 2010 | nrg_110a | 221.5948
Primary production | 55432 | 55432-Municipal waste (non-renewable) | KTOE | NL | 2014 | nrg_110a | 28.3237
Primary production | 2116 | 2116-Coking Coal | KTOE | TR | 2010 | nrg_110a | 27.4989
Primary production | 2116 | 2116-Coking Coal | KTOE | TR | 2012 | nrg_101a | 27.859
Imports | 2116 | 2116-Coking Coal | KTOE | PL | 2013 | nrg_110a | 66.6245
Transformation output from Gas Works | 4230 | 4230-Gas Works Gas | KTOE | CZ | 2012 | nrg_110a | 15.2274
Transformation input in Coke Ovens | 2116 | 2116-Coking Coal | KTOE | DE | 2012 | nrg_110a | 301.1649
Primary production | 55432 | 55432-Municipal waste (non-renewable) | KTOE | RO | 2013 | nrg_110a | 0.0083736
Imports | 55432 | 55432-Municipal waste (non-renewable) | KTOE | CY | 2014 | nrg_110a | 0.025121
Transformation input in Coke Ovens | 2116 | 2116-Coking Coal | KTOE | HU | 2010 | nrg_101a | 44.4429
Transformation input in Coke Ovens | 2116 | 2116-Coking Coal | KTOE | HU | 2011 | nrg_110a | 44.5141
Transformation input in Coke Ovens | 2116 | 2116-Coking Coal | KTOE | RO | 2010 | nrg_110a | 0.083736
Transformation input in Coke Ovens | 2116 | 2116-Coking Coal | KTOE | SE | 2014 | nrg_110a | 43.7102
Primary production | 55432 | 55432-Municipal waste (non-renewable) | KTOE | AT | 2010 | nrg_110a | 8.6206
Transformation input in Coke Ovens | 2116 | 2116-Coking Coal | KTOE | NL | 2013 | nrg_101a | 80.4494
Transformation input in Coke Ovens | 2116 | 2116-Coking Coal | KTOE | PL | 2013 | nrg_101a | 371.3315
Transformation input in Coke Ovens | 2116 | 2116-Coking Coal | KTOE | UK | 2013 | nrg_101a | 159.9106
Primary production | 2116 | 2116-Coking Coal | KTOE | DE | 2009 | nrg_101a | 262.8557
Imports | 2116 | 2116-Coking Coal | KTOE | HU | 2014 | nrg_101a | 38.8535
Imports | 2116 | 2116-Coking Coal | KTOE | FR | 2011 | nrg_101a | 115.8697
Consumption in Coke Ovens | 2116 | 2116-Coking Coal | KTOE | PL | 2012 | nrg_101a | 1.7543
Consumption in Gas Works | 4230 | 4230-Gas Works Gas | KTOE | PL | 2009 | nrg_103a | 0.01256
Primary production | 55432 | 55432-Municipal waste (non-renewable) | KTOE | FI | 2011 | nrg_108a | 4.2454
Primary production | 2116 | 2116-Coking Coal | KTOE | CZ | 2011 | nrg_110a | 148.2923
Imports | 2116 | 2116-Coking Coal | KTOE | CZ | 2014 | nrg_110a | 50.3714
Imports | 2116 | 2116-Coking Coal | KTOE | TR | 2009 | nrg_110a | 149.4143
Transformation input in Coke Ovens | 2116 | 2116-Coking Coal | KTOE | FI | 2010 | nrg_110a | 35.0142
Transformation input in Coke Ovens | 2116 | 2116-Coking Coal | KTOE | PL | 2011 | nrg_110a | 364.3479
Transformation input in Coke Ovens | 2116 | 2116-Coking Coal | KTOE | NL | 2011 | nrg_110a | 84.8371
Transformation input in Coke Ovens | 2116 | 2116-Coking Coal | KTOE | TR | 2014 | nrg_110a | 179.195
Transformation input in Coke Ovens | 2116 | 2116-Coking Coal | KTOE | UK | 2009 | nrg_110a | 153.015
Primary production | 55432 | 55432-Municipal waste (non-renewable) | KTOE | DK | 2009 | nrg_110a | 17.706
Imports | 2121 | 2121-Coke Oven Coke | KTOE | DK | 2012 | nrg_101a | 0.59871
Imports | 2121 | 2121-Coke Oven Coke | KTOE | FI | 2011 | nrg_101a | 12.6525
Transformation output from Coke Ovens | 2121 | 2121-Coke Oven Coke | KTOE | DE | 2012 | nrg_101a | 229.4241
Transformation output from Coke Ovens | 2121 | 2121-Coke Oven Coke | KTOE | BE | 2012 | nrg_101a | 52.5276
Primary production | 5540 | 5540-Biomass and renewable wastes | KTOE | LV | 2013 | nrg_107a | 78.5569
Primary production | 5540 | 5540-Biomass and renewable wastes | KTOE | LU | 2011 | nrg_107a | 2.78
Primary production | 5540 | 5540-Biomass and renewable wastes | KTOE | NL | 2010 | nrg_107a | 112.0011
Imports | 5540 | 5540-Biomass and renewable wastes | KTOE | DK | 2013 | nrg_107a | 53.5492
Imports | 5540 | 5540-Biomass and renewable wastes | KTOE | UK | 2012 | nrg_107a | 63.5807
Imports | 5547 | 5547-Biodiesels | KTOE | UK | 2012 | nrg_107a | 11.7272
Imports | 5547 | 5547-Biodiesels | KTOE | BE | 2014 | nrg_107a | 1.0132
Imports | 2118 | 2118-Sub-bituminous Coal | KTOE | SI | 2014 | nrg_110a | 8.0973
Imports | 2121 | 2121-Coke Oven Coke | KTOE | BE | 2013 | nrg_110a | 1.9678
Imports | 2121 | 2121-Coke Oven Coke | KTOE | DK | 2010 | nrg_110a | 0.62802
Imports | 2121 | 2121-Coke Oven Coke | KTOE | UA | 2012 | nrg_110a | 14.277
Transformation input in Coke Ovens | 2121 | 2121-Coke Oven Coke | KTOE | CZ | 2011 | nrg_110a | 3.1652
Transformation output from Coke Ovens | 2121 | 2121-Coke Oven Coke | KTOE | EE | 2014 | nrg_110a | 0.71176
Transformation output from Coke Ovens | 2121 | 2121-Coke Oven Coke | KTOE | UA | 2014 | nrg_110a | 394.9534
Transformation output from Coke Ovens | 2121 | 2121-Coke Oven Coke | KTOE | UK | 2010 | nrg_110a | 114.6555
Imports | 3286 | 3286-Paraffin Waxes | KTOE | FR | 2013 | nrg_110a | 2.4409
Primary production | 5547 | 5547-Biodiesels | KTOE | LT | 2009 | nrg_110a | 3.8728
Primary production | 5547 | 5547-Biodiesels | KTOE | MT | 2010 | nrg_110a | 0.020934
Primary production | 5540 | 5540-Biomass and renewable wastes | KTOE | TR | 2010 | nrg_107a | 189.4318
Imports | 5540 | 5540-Biomass and renewable wastes | KTOE | AT | 2014 | nrg_107a | 40.0802
Imports | 5540 | 5540-Biomass and renewable wastes | KTOE | PL | 2010 | nrg_107a | 18.4219
Transformation input in Coke Ovens | 2100 | 2100-Hard coal and derivatives | KTOE | DE | 2013 | nrg_101a | 311.8957
Consumption in Gas Works | 2100 | 2100-Hard coal and derivatives | KTOE | CZ | 2012 | nrg_101a | 1.9594
Imports | 2121 | 2121-Coke Oven Coke | KTOE | BG | 2010 | nrg_101a | 1.9678
Imports | 2121 | 2121-Coke Oven Coke | KTOE | RS | 2013 | nrg_101a | 5.2461
Imports | 2121 | 2121-Coke Oven Coke | KTOE | SE | 2013 | nrg_101a | 2.7926
Imports | 3286 | 3286-Paraffin Waxes | KTOE | PL | 2010 | nrg_102a | 2.5581
Imports | 3286 | 3286-Paraffin Waxes | KTOE | PT | 2011 | nrg_102a | 0.20097
Imports | 3286 | 3286-Paraffin Waxes | KTOE | RO | 2014 | nrg_102a | 0.25121
Primary production | 5540 | 5540-Biomass and renewable wastes | KTOE | PL | 2013 | nrg_107a | 324.544
Primary production | 5540 | 5540-Biomass and renewable wastes | KTOE | RO | 2014 | nrg_107a | 157.9135
Imports | 5547 | 5547-Biodiesels | KTOE | RO | 2009 | nrg_107a | 2.9684
Imports | 2121 | 2121-Coke Oven Coke | KTOE | BG | 2010 | nrg_110a | 1.9678
Imports | 2121 | 2121-Coke Oven Coke | KTOE | RO | 2012 | nrg_110a | 21.2899
Imports | 3286 | 3286-Paraffin Waxes | KTOE | PT | 2012 | nrg_110a | 0.28052
Imports | 3286 | 3286-Paraffin Waxes | KTOE | RO | 2012 | nrg_110a | 0.033494
Primary production | 5547 | 5547-Biodiesels | KTOE | PT | 2014 | nrg_110a | 11.9952
Imports | 5547 | 5547-Biodiesels | KTOE | CY | 2009 | nrg_110a | 0.36844
Imports | 2100 | 2100-Hard coal and derivatives | KTOE | EE | 2012 | nrg_101a | 2.2274
Imports | 2100 | 2100-Hard coal and derivatives | KTOE | RO | 2012 | nrg_101a | 53.2687
Transformation input in Patent Fuel Plants | 2100 | 2100-Hard coal and derivatives | KTOE | UK | 2012 | nrg_101a | 4.6934
Transformation input in Coke Ovens | 2100 | 2100-Hard coal and derivatives | KTOE | AT | 2014 | nrg_101a | 51.6065
Transformation output from Coke Ovens | 2100 | 2100-Hard coal and derivatives | KTOE | ES | 2010 | nrg_101a | 61.4706
Transformation output from Coke Ovens | 2100 | 2100-Hard coal and derivatives | KTOE | PL | 2011 | nrg_101a | 282.5127
Transformation output from Coke Ovens | 2100 | 2100-Hard coal and derivatives | KTOE | SE | 2009 | nrg_101a | 28.1311
Transformation input in Coke Ovens | 2121 | 2121-Coke Oven Coke | KTOE | HU | 2012 | nrg_101a | 0.14235
Transformation output from Coke Ovens | 2121 | 2121-Coke Oven Coke | KTOE | FI | 2014 | nrg_101a | 25.3092
Transformation output from Coke Ovens | 2121 | 2121-Coke Oven Coke | KTOE | FR | 2010 | nrg_101a | 89.8027
Consumption in Coal Mines | 2410 | 2410-Oil shale and oil sands | KTOE | EE | 2011 | nrg_101a | 0.11723
Primary production | 5540 | 5540-Biomass and renewable wastes | KTOE | AL | 2014 | nrg_107a | 8.4573
Primary production | 5540 | 5540-Biomass and renewable wastes | KTOE | HR | 2009 | nrg_107a | 52.8584
Primary production | 5540 | 5540-Biomass and renewable wastes | KTOE | MD | 2009 | nrg_107a | 3.3955
Primary production | 5540 | 5540-Biomass and renewable wastes | KTOE | ME | 2010 | nrg_107a | 9.5668
Primary production | 5540 | 5540-Biomass and renewable wastes | KTOE | MK | 2013 | nrg_107a | 6.6989
Imports | 5540 | 5540-Biomass and renewable wastes | KTOE | ME | 2013 | nrg_107a | 0.020934
Primary production | 5547 | 5547-Biodiesels | KTOE | HR | 2014 | nrg_107a | 1.3063
Imports | 5547 | 5547-Biodiesels | KTOE | ES | 2013 | nrg_107a | 30.3376
Transformation output from Coke Ovens | 2121 | 2121-Coke Oven Coke | KTOE | ES | 2012 | nrg_110a | 49.5885
Consumption in Oil and gas extraction | 4100 | 4100-Natural gas | KTOE | BG | 2014 | nrg_103a | 0.025121
Consumption in Coke Ovens | 4100 | 4100-Natural gas | KTOE | UK | 2012 | nrg_103a | 0.86248
Primary production | 4000 | 4000-Gas | KTOE | IT | 2012 | nrg_103a | 295.0647
Imports | 4000 | 4000-Gas | KTOE | AT | 2014 | nrg_103a | 348.0738
Primary production | 7200 | 7200-Waste (non-renewable) | KTOE | LV | 2013 | nrg_108a | 0.16747
Imports | 2210 | 2210-Lignite/Brown Coal | KTOE | AT | 2012 | nrg_110a | 0.12142
Imports | 3105 | 3105-Crude oil (without NGL) | KTOE | FI | 2013 | nrg_110a | 477.538
Imports | 3105 | 3105-Crude oil (without NGL) | KTOE | UA | 2010 | nrg_110a | 331.7746
Imports | 3105 | 3105-Crude oil (without NGL) | KTOE | UK | 2014 | nrg_110a | 1992.2553
Imports | 3270A | 3270A-Total fuel oil | KTOE | BE | 2013 | nrg_110a | 210.8012
Imports | 3270A | 3270A-Total fuel oil | KTOE | FI | 2011 | nrg_110a | 27.8004
Imports | 3270A | 3270A-Total fuel oil | KTOE | XK | 2012 | nrg_110a | 1.9594
Primary production | 4000 | 4000-Gas | KTOE | NL | 2014 | nrg_110a | 2099.4457
Imports | 4000 | 4000-Gas | KTOE | UA | 2013 | nrg_110a | 946.02
Consumption in Oil and gas extraction | 4000 | 4000-Gas | KTOE | DE | 2011 | nrg_110a | 8.0093
Consumption in Coal Mines | 4000 | 4000-Gas | KTOE | UA | 2011 | nrg_110a | 0.10048
Consumption in Coke Ovens | 4000 | 4000-Gas | KTOE | ES | 2014 | nrg_110a | 5.5308
Transformation output from Coke Ovens | 4000 | 4000-Gas | KTOE | CZ | 2014 | nrg_110a | 18.5057
Transformation output from Gas Works | 4000 | 4000-Gas | KTOE | HR | 2009 | nrg_110a | 0.19678
Consumption in Coke Ovens | 4000 | 4000-Gas | KTOE | SK | 2014 | nrg_110a | 6.6068
Imports | 4100 | 4100-Natural gas | KTOE | AT | 2014 | nrg_110a | 348.0738
Imports | 4100 | 4100-Natural gas | KTOE | UA | 2012 | nrg_110a | 1113.5967
Consumption in Oil and gas extraction | 4100 | 4100-Natural gas | KTOE | BG | 2012 | nrg_110a | 0.037681
Primary production | 7200 | 7200-Waste (non-renewable) | KTOE | NL | 2014 | nrg_110a | 28.3237
Primary production | 4000 | 4000-Gas | KTOE | NL | 2010 | nrg_100a | 2655.7668
Primary production | 7200 | 7200-Waste (non-renewable) | KTOE | LU | 2013 | nrg_100a | 1.3775
Primary production | 7200 | 7200-Waste (non-renewable) | KTOE | NL | 2010 | nrg_100a | 30.3334
Primary production | 7200 | 7200-Waste (non-renewable) | KTOE | NO | 2012 | nrg_100a | 7.8251
Imports | 7200 | 7200-Waste (non-renewable) | KTOE | SK | 2013 | nrg_100a | 0.25121
Transformation output from Coke Ovens | 4000 | 4000-Gas | KTOE | UA | 2014 | nrg_100a | 87.1064
Transformation output from Coke Ovens | 4000 | 4000-Gas | KTOE | UK | 2010 | nrg_100a | 28.5833
Imports | 4000 | 4000-Gas | KTOE | SE | 2014 | nrg_100a | 33.2432
Transformation output from Gas Works | 4000 | 4000-Gas | KTOE | UA | 2012 | nrg_100a | 0.79968
Consumption in Oil and gas extraction | 4000 | 4000-Gas | KTOE | AL | 2014 | nrg_100a | 0.75362
Consumption in Oil and gas extraction | 4000 | 4000-Gas | KTOE | DE | 2013 | nrg_100a | 8.2396
Consumption in Oil and gas extraction | 4000 | 4000-Gas | KTOE | DK | 2009 | nrg_100a | 26.3015
Consumption in Oil and gas extraction | 4000 | 4000-Gas | KTOE | EE | 2011 | nrg_100a | 0.46892
Consumption in Oil and gas extraction | 4000 | 4000-Gas | KTOE | EL | 2013 | nrg_100a | 0.70338
Consumption in Coke Ovens | 4000 | 4000-Gas | KTOE | ES | 2013 | nrg_100a | 6.9124
Consumption in Oil and gas extraction | 4000 | 4000-Gas | KTOE | UA | 2009 | nrg_110a | 23.8396
Consumption in Oil and gas extraction | 4000 | 4000-Gas | KTOE | UK | 2009 | nrg_110a | 197.998
Consumption in Coal Mines | 4000 | 4000-Gas | KTOE | PL | 2011 | nrg_110a | 0.62383
Consumption in Coke Ovens | 4000 | 4000-Gas | KTOE | NL | 2010 | nrg_110a | 7.5949
Primary production | 4100 | 4100-Natural gas | KTOE | EL | 2012 | nrg_110a | 0.28889
Imports | 4100 | 4100-Natural gas | KTOE | HR | 2011 | nrg_110a | 29.7891
Imports | 4100 | 4100-Natural gas | KTOE | LV | 2011 | nrg_110a | 59.0213
Imports | 4100 | 4100-Natural gas | KTOE | NL | 2014 | nrg_110a | 873.8563
Consumption in Oil and gas extraction | 4100 | 4100-Natural gas | KTOE | RO | 2011 | nrg_110a | 12.2715
Consumption in Oil and gas extraction | 4100 | 4100-Natural gas | KTOE | UA | 2014 | nrg_110a | 19.9459
Consumption in Pipeline transport | 4100 | 4100-Natural gas | KTOE | AT | 2010 | nrg_110a | 5.7192
Primary production | 5100 | 5100-Nuclear heat | KTOE | SE | 2010 | nrg_110a | 624.5408
Primary production | 7200 | 7200-Waste (non-renewable) | KTOE | DE | 2011 | nrg_110a | 162.1924
Primary production | 7200 | 7200-Waste (non-renewable) | KTOE | ES | 2014 | nrg_110a | 8.5494
Primary production | 7200 | 7200-Waste (non-renewable) | KTOE | IS | 2009 | nrg_110a | 0.020934
Primary production | 7200 | 7200-Waste (non-renewable) | KTOE | IE | 2013 | nrg_110a | 2.42
Primary production | 7200 | 7200-Waste (non-renewable) | KTOE | RO | 2009 | nrg_110a | 0.88341
Primary production | 7200 | 7200-Waste (non-renewable) | KTOE | RS | 2014 | nrg_110a | 0.033494
Primary production | 7200 | 7200-Waste (non-renewable) | KTOE | SE | 2014 | nrg_110a | 25.3008
Imports | 7200 | 7200-Waste (non-renewable) | KTOE | LV | 2011 | nrg_110a | 2.1729
Primary production | 4000 | 4000-Gas | KTOE | CZ | 2012 | nrg_100a | 8.9556
Primary production | 4000 | 4000-Gas | KTOE | BG | 2011 | nrg_100a | 14.6831
Primary production | 4000 | 4000-Gas | KTOE | IT | 2013 | nrg_100a | 265.2338
Primary production | 4000 | 4000-Gas | KTOE | UA | 2010 | nrg_100a | 646.0442
Primary production | 7200 | 7200-Waste (non-renewable) | KTOE | CZ | 2014 | nrg_100a | 10.4712
Primary production | 7200 | 7200-Waste (non-renewable) | KTOE | FI | 2014 | nrg_100a | 9.8432
Primary production | 55432 | 55432-Municipal waste (non-renewable) | KTOE | DE | 2013 | nrg_110a | 122.5309
Primary production | 55432 | 55432-Municipal waste (non-renewable) | KTOE | CY | 2014 | nrg_110a | 0.01256
Primary production | 55432 | 55432-Municipal waste (non-renewable) | KTOE | IE | 2009 | nrg_110a | 0.5401
Imports | 55432 | 55432-Municipal waste (non-renewable) | KTOE | HU | 2012 | nrg_110a | 0.037681
Imports | 2116 | 2116-Coking Coal | KTOE | BE | 2011 | nrg_101a | 79.2478
Transformation output from Gas Works | 4230 | 4230-Gas Works Gas | KTOE | HR | 2011 | nrg_103a | 0.12979
Primary production | 55432 | 55432-Municipal waste (non-renewable) | KTOE | NO | 2011 | nrg_108a | 7.1636
Imports | 2116 | 2116-Coking Coal | KTOE | FI | 2011 | nrg_110a | 37.183
Primary production | 55432 | 55432-Municipal waste (non-renewable) | KTOE | NL | 2012 | nrg_110a | 28.0976
Primary production | 55432 | 55432-Municipal waste (non-renewable) | KTOE | NO | 2014 | nrg_110a | 9.2947
Primary production | 55432 | 55432-Municipal waste (non-renewable) | KTOE | SK | 2013 | nrg_108a | 0.45217
Primary production | 2116 | 2116-Coking Coal | KTOE | TR | 2009 | nrg_101a | 34.9221
Transformation output from Gas Works | 4230 | 4230-Gas Works Gas | KTOE | EE | 2013 | nrg_103a | 6.4812
Imports | 2116 | 2116-Coking Coal | KTOE | PL | 2010 | nrg_110a | 93.3238
Transformation output from Gas Works | 4230 | 4230-Gas Works Gas | KTOE | CZ | 2009 | nrg_110a | 14.9301
Primary production | 2116 | 2116-Coking Coal | KTOE | PL | 2013 | nrg_110a | 358.8883
Transformation input in Coke Ovens | 2116 | 2116-Coking Coal | KTOE | CZ | 2013 | nrg_110a | 93.8136
Transformation input in Coke Ovens | 2116 | 2116-Coking Coal | KTOE | DE | 2009 | nrg_110a | 244.6138
Primary production | 2116 | 2116-Coking Coal | KTOE | UK | 2013 | nrg_110a | 5.4847
Transformation input in Coke Ovens | 2116 | 2116-Coking Coal | KTOE | SE | 2011 | nrg_110a | 48.5083
Transformation input in Coke Ovens | 2116 | 2116-Coking Coal | KTOE | NL | 2010 | nrg_101a | 84.0626
Transformation input in Coke Ovens | 2116 | 2116-Coking Coal | KTOE | PL | 2010 | nrg_101a | 381.9366
Transformation input in Coke Ovens | 2116 | 2116-Coking Coal | KTOE | TR | 2013 | nrg_101a | 174.4891
Transformation input in Coke Ovens | 2116 | 2116-Coking Coal | KTOE | UK | 2010 | nrg_101a | 164.7296
Imports | 2116 | 2116-Coking Coal | KTOE | HU | 2011 | nrg_101a | 43.4799
Imports | 2116 | 2116-Coking Coal | KTOE | IT | 2012 | nrg_101a | 147.949
Consumption in Coal Mines | 2116 | 2116-Coking Coal | KTOE | TR | 2009 | nrg_101a | 0.92528
Consumption in Coke Ovens | 2116 | 2116-Coking Coal | KTOE | PL | 2009 | nrg_101a | 1.5952
Imports | 2116 | 2116-Coking Coal | KTOE | CZ | 2011 | nrg_110a | 32.9124
Imports | 2116 | 2116-Coking Coal | KTOE | DE | 2014 | nrg_110a | 281.5916
Imports | 2116 | 2116-Coking Coal | KTOE | FR | 2014 | nrg_110a | 150.4275
Transformation input in Coke Ovens | 2116 | 2116-Coking Coal | KTOE | TR | 2011 | nrg_110a | 151.1393
Transformation input in Coke Ovens | 2116 | 2116-Coking Coal | KTOE | UA | 2014 | nrg_110a | 486.8411
Consumption in Coal Mines | 4230 | 4230-Gas Works Gas | KTOE | CZ | 2014 | nrg_110a | 0.079549
Primary production | 55432 | 55432-Municipal waste (non-renewable) | KTOE | DE | 2010 | nrg_110a | 97.7032
Transformation input in Coke Ovens | 2116 | 2116-Coking Coal | KTOE | BE | 2012 | nrg_101a | 72.3353
Transformation input in Coke Ovens | 2116 | 2116-Coking Coal | KTOE | CZ | 2012 | nrg_101a | 92.9637
Imports | 2116 | 2116-Coking Coal | KTOE | BE | 2012 | nrg_110a | 71.8078
Transformation output from Gas Works | 4230 | 4230-Gas Works Gas | KTOE | HR | 2012 | nrg_110a | 0.096296
Primary production | 55432 | 55432-Municipal waste (non-renewable) | KTOE | LU | 2012 | nrg_110a | 0.74944
Primary production | 55432 | 55432-Municipal waste (non-renewable) | KTOE | NL | 2009 | nrg_110a | 31.1665
Primary production | 55432 | 55432-Municipal waste (non-renewable) | KTOE | NO | 2011 | nrg_110a | 7.1636
Imports | 2116 | 2116-Coking Coal | KTOE | PL | 2011 | nrg_101a | 67.0977
Transformation output from Gas Works | 4230 | 4230-Gas Works Gas | KTOE | CZ | 2013 | nrg_103a | 14.7585
Transformation input in Coke Ovens | 2116 | 2116-Coking Coal | KTOE | ES | 2011 | nrg_110a | 79.2896
Primary production | 55432 | 55432-Municipal waste (non-renewable) | KTOE | PL | 2010 | nrg_110a | 4.886
Transformation input in Coke Ovens | 2116 | 2116-Coking Coal | KTOE | DE | 2009 | nrg_101a | 244.6138
Primary production | 55432 | 55432-Municipal waste (non-renewable) | KTOE | PT | 2010 | nrg_108a | 4.0151
Primary production | 55432 | 55432-Municipal waste (non-renewable) | KTOE | PL | 2012 | nrg_108a | 4.3124
Imports | 2116 | 2116-Coking Coal | KTOE | RO | 2012 | nrg_110a | 3.4081
Consumption in Gas Works | 4230 | 4230-Gas Works Gas | KTOE | SE | 2009 | nrg_110a | 0.13398
Transformation input in Coke Ovens | 2116 | 2116-Coking Coal | KTOE | RO | 2009 | nrg_101a | 13.6406
Transformation input in Coke Ovens | 2116 | 2116-Coking Coal | KTOE | SE | 2009 | nrg_101a | 46.3814
Primary production | 2116 | 2116-Coking Coal | KTOE | UK | 2009 | nrg_101a | 7.6242
Imports | 2116 | 2116-Coking Coal | KTOE | ES | 2011 | nrg_101a | 73.7547
Primary production | 55432 | 55432-Municipal waste (non-renewable) | KTOE | HU | 2009 | nrg_108a | 1.9301
Primary production | 2116 | 2116-Coking Coal | KTOE | UA | 2013 | nrg_110a | 562.4422
Imports | 2116 | 2116-Coking Coal | KTOE | ES | 2009 | nrg_110a | 58.858
Primary production | 55432 | 55432-Municipal waste (non-renewable) | KTOE | BE | 2009 | nrg_110a | 16.2699
Primary production | 55432 | 55432-Municipal waste (non-renewable) | KTOE | FR | 2009 | nrg_110a | 48.7176
Primary production | 55432 | 55432-Municipal waste (non-renewable) | KTOE | HU | 2009 | nrg_110a | 1.9301
Transformation output from Coke Ovens | 2121 | 2121-Coke Oven Coke | KTOE | IT | 2010 | nrg_110a | 117.1341
Transformation output from Coke Ovens | 2121 | 2121-Coke Oven Coke | KTOE | PL | 2013 | nrg_110a | 266.762
Transformation output from Coke Ovens | 2121 | 2121-Coke Oven Coke | KTOE | SE | 2011 | nrg_110a | 34.8551
Transformation output from Coke Ovens | 2121 | 2121-Coke Oven Coke | KTOE | TR | 2012 | nrg_110a | 116.0539
Transformation input in Gas Works | 2410 | 2410-Oil shale and oil sands | KTOE | EE | 2013 | nrg_110a | 10.781
Imports | 3286 | 3286-Paraffin Waxes | KTOE | ES | 2011 | nrg_110a | 0.87923
Primary production | 2100 | 2100-Hard coal and derivatives | KTOE | BG | 2009 | nrg_101a | 0.66151
Primary production | 2100 | 2100-Hard coal and derivatives | KTOE | DE | 2010 | nrg_101a | 387.1953
Imports | 2100 | 2100-Hard coal and derivatives | KTOE | CZ | 2009 | nrg_101a | 77.0664
Imports | 2100 | 2100-Hard coal and derivatives | KTOE | DE | 2012 | nrg_101a | 1391.5793
Imports | 2100 | 2100-Hard coal and derivatives | KTOE | IE | 2012 | nrg_101a | 55.5923
Imports | 2100 | 2100-Hard coal and derivatives | KTOE | FR | 2012 | nrg_101a | 462.8005
Transformation input in Coke Ovens | 2100 | 2100-Hard coal and derivatives | KTOE | FR | 2012 | nrg_101a | 137.3103
Transformation input in Coke Ovens | 2100 | 2100-Hard coal and derivatives | KTOE | TR | 2011 | nrg_101a | 151.1393
Consumption in Coal Mines | 2100 | 2100-Hard coal and derivatives | KTOE | UK | 2013 | nrg_101a | 0.075362
Imports | 2118 | 2118-Sub-bituminous Coal | KTOE | IT | 2012 | nrg_101a | 8.1936
Imports | 2118 | 2118-Sub-bituminous Coal | KTOE | LT | 2012 | nrg_101a | 0.020934
Primary production | 2118 | 2118-Sub-bituminous Coal | KTOE | ES | 2009 | nrg_101a | 32.657
Imports | 2121 | 2121-Coke Oven Coke | KTOE | FR | 2012 | nrg_101a | 26.5904
Imports | 2121 | 2121-Coke Oven Coke | KTOE | LU | 2009 | nrg_101a | 0.029308
Imports | 2121 | 2121-Coke Oven Coke | KTOE | NL | 2010 | nrg_101a | 6.8957
Imports | 2121 | 2121-Coke Oven Coke | KTOE | TR | 2011 | nrg_101a | 8.8048
Transformation input in Gas Works | 2121 | 2121-Coke Oven Coke | KTOE | UA | 2014 | nrg_101a | 1.2812
Imports | 3193 | 3193-Other hydrocarbons | KTOE | HU | 2014 | nrg_102a | 0.079549
Imports | 3286 | 3286-Paraffin Waxes | KTOE | IT | 2014 | nrg_102a | 0.79968
Imports | 3286 | 3286-Paraffin Waxes | KTOE | IE | 2012 | nrg_102a | 0.48148
Imports | 3286 | 3286-Paraffin Waxes | KTOE | LT | 2013 | nrg_102a | 1.2812
Primary production | 5540 | 5540-Biomass and renewable wastes | KTOE | CY | 2014 | nrg_107a | 0.82899
Primary production | 5540 | 5540-Biomass and renewable wastes | KTOE | ES | 2013 | nrg_107a | 283.0821
Primary production | 5540 | 5540-Biomass and renewable wastes | KTOE | UA | 2013 | nrg_107a | 92.1263
Primary production | 5540 | 5540-Biomass and renewable wastes | KTOE | SE | 2009 | nrg_107a | 415.8623
Consumption in Coal Mines | 5540 | 5540-Biomass and renewable wastes | KTOE | PL | 2014 | nrg_107a | 0.037681
Primary production | 5547 | 5547-Biodiesels | KTOE | CZ | 2009 | nrg_107a | 5.7317
Primary production | 5547 | 5547-Biodiesels | KTOE | BG | 2013 | nrg_107a | 1.637
Primary production | 5547 | 5547-Biodiesels | KTOE | FI | 2010 | nrg_107a | 12.439
Primary production | 5547 | 5547-Biodiesels | KTOE | IE | 2013 | nrg_107a | 0.91272
Primary production | 5547 | 5547-Biodiesels | KTOE | IT | 2010 | nrg_107a | 29.563
Primary production | 5547 | 5547-Biodiesels | KTOE | SI | 2010 | nrg_107a | 0.69082
Primary production | 5547 | 5547-Biodiesels | KTOE | UK | 2012 | nrg_107a | 9.2654
Imports | 5547 | 5547-Biodiesels | KTOE | CZ | 2012 | nrg_107a | 4.2663
Imports | 5547 | 5547-Biodiesels | KTOE | HU | 2013 | nrg_107a | 2.981
Imports | 5547 | 5547-Biodiesels | KTOE | HR | 2012 | nrg_107a | 0.075362
Imports | 5547 | 5547-Biodiesels | KTOE | LT | 2012 | nrg_107a | 1.4319
Imports | 5547 | 5547-Biodiesels | KTOE | IS | 2013 | nrg_107a | 0.18422
Imports | 2118 | 2118-Sub-bituminous Coal | KTOE | LT | 2009 | nrg_110a | 2.5665
Imports | 2121 | 2121-Coke Oven Coke | KTOE | IT | 2011 | nrg_110a | 0.94203
Imports | 2121 | 2121-Coke Oven Coke | KTOE | LT | 2009 | nrg_110a | 0.2847
Imports | 2121 | 2121-Coke Oven Coke | KTOE | LU | 2012 | nrg_110a | 0.029308
Transformation input in Coke Ovens | 2121 | 2121-Coke Oven Coke | KTOE | PL | 2010 | nrg_110a | 3.0229
Imports | 3193 | 3193-Other hydrocarbons | KTOE | LV | 2010 | nrg_110a | 0.079549
Imports | 3286 | 3286-Paraffin Waxes | KTOE | LU | 2011 | nrg_110a | 0.041868
Primary production | 5547 | 5547-Biodiesels | KTOE | CZ | 2010 | nrg_110a | 7.3269
Primary production | 5547 | 5547-Biodiesels | KTOE | CY | 2011 | nrg_110a | 0.23865
Primary production | 5547 | 5547-Biodiesels | KTOE | FI | 2009 | nrg_110a | 9.6129
Primary production | 5547 | 5547-Biodiesels | KTOE | HU | 2009 | nrg_110a | 4.7018
Primary production | 5547 | 5547-Biodiesels | KTOE | IE | 2012 | nrg_110a | 1.0006
Imports | 5547 | 5547-Biodiesels | KTOE | LT | 2014 | nrg_110a | 1.4947
Imports | 2100 | 2100-Hard coal and derivatives | KTOE | BE | 2010 | nrg_101a | 179.0569
Imports | 2100 | 2100-Hard coal and derivatives | KTOE | UK | 2013 | nrg_101a | 1300.621
Transformation input in BKB / PB Plants | 2100 | 2100-Hard coal and derivatives | KTOE | BG | 2010 | nrg_101a | 0.46473
Transformation input in Coke Ovens | 2100 | 2100-Hard coal and derivatives | KTOE | CZ | 2010 | nrg_101a | 97.2007
Transformation output from Coke Ovens | 2100 | 2100-Hard coal and derivatives | KTOE | AT | 2009 | nrg_101a | 36.5215
Transformation output from Coke Ovens | 2100 | 2100-Hard coal and derivatives | KTOE | EE | 2013 | nrg_101a | 0.62802
Transformation output from Coke Ovens | 2100 | 2100-Hard coal and derivatives | KTOE | UA | 2013 | nrg_101a | 540.7378
Consumption in Coke Ovens | 7200 | 7200-Waste (non-renewable) | KTOE | PL | 2011 | nrg_100a | 0.0083736
Imports | 4000 | 4000-Gas | KTOE | DE | 2009 | nrg_100a | 3075.7991
Imports | 4000 | 4000-Gas | KTOE | FR | 2009 | nrg_100a | 1704.8482
Imports | 4000 | 4000-Gas | KTOE | IT | 2013 | nrg_100a | 2124.8136
Imports | 4000 | 4000-Gas | KTOE | LT | 2012 | nrg_100a | 111.1888
Imports | 4000 | 4000-Gas | KTOE | HU | 2013 | nrg_100a | 283.3459
Imports | 4000 | 4000-Gas | KTOE | IE | 2009 | nrg_100a | 167.9954
Imports | 4000 | 4000-Gas | KTOE | NL | 2013 | nrg_100a | 809.949
Imports | 4000 | 4000-Gas | KTOE | SK | 2014 | nrg_100a | 165.6424
Transformation input in Coke Ovens | 4000 | 4000-Gas | KTOE | UK | 2011 | nrg_100a | 0.19259
Consumption in Oil and gas extraction | 4000 | 4000-Gas | KTOE | NO | 2014 | nrg_100a | 159.3077
Consumption in Coke Ovens | 4000 | 4000-Gas | KTOE | CZ | 2011 | nrg_100a | 9.3659
Consumption in Coke Ovens | 4000 | 4000-Gas | KTOE | BE | 2012 | nrg_100a | 5.7066
Consumption in Coke Ovens | 4000 | 4000-Gas | KTOE | IT | 2011 | nrg_100a | 0.28052
Consumption in Coke Ovens | 4000 | 4000-Gas | KTOE | HU | 2010 | nrg_100a | 3.7053
Consumption in Coke Ovens | 4000 | 4000-Gas | KTOE | PL | 2010 | nrg_100a | 43.526
Consumption in Gas Works | 4000 | 4000-Gas | KTOE | PL | 2009 | nrg_100a | 0.01256
Consumption in Pipeline transport | 4000 | 4000-Gas | KTOE | BG | 2014 | nrg_100a | 7.0296
Primary production | 5100 | 5100-Nuclear heat | KTOE | BG | 2011 | nrg_100a | 177.1142
Primary production | 5100 | 5100-Nuclear heat | KTOE | FI | 2010 | nrg_100a | 246.2383
Primary production | 5100 | 5100-Nuclear heat | KTOE | UA | 2014 | nrg_100a | 961.1679
Imports | 2210 | 2210-Lignite/Brown Coal | KTOE | SI | 2014 | nrg_101a | 0.53591
Imports | 2210 | 2210-Lignite/Brown Coal | KTOE | XK | 2014 | nrg_101a | 0.0083736
Imports | 2210 | 2210-Lignite/Brown Coal | KTOE | UA | 2014 | nrg_101a | 0.0083736
Transformation input in BKB / PB Plants | 2210 | 2210-Lignite/Brown Coal | KTOE | BG | 2009 | nrg_101a | 40.7124
Transformation input in BKB / PB Plants | 2210 | 2210-Lignite/Brown Coal | KTOE | CZ | 2009 | nrg_101a | 4.237
Primary production | 3105 | 3105-Crude oil (without NGL) | KTOE | NO | 2012 | nrg_102a | 3258.3771
Imports | 3270A | 3270A-Total fuel oil | KTOE | UK | 2010 | nrg_102a | 40.8004
Imports | 3270A | 3270A-Total fuel oil | KTOE | BG | 2011 | nrg_102a | 1.1597
Imports | 3270A | 3270A-Total fuel oil | KTOE | DK | 2011 | nrg_102a | 81.6007
Transformation output from Coke Ovens | 4000 | 4000-Gas | KTOE | AT | 2010 | nrg_103a | 9.6464
Transformation output from Coke Ovens | 4000 | 4000-Gas | KTOE | DE | 2012 | nrg_103a | 60.0596
Consumption in Oil and gas extraction | 4000 | 4000-Gas | KTOE | DK | 2011 | nrg_103a | 25.0622
Consumption in Oil and gas extraction | 4000 | 4000-Gas | KTOE | DE | 2010 | nrg_103a | 7.8628
Consumption in Coal Mines | 4000 | 4000-Gas | KTOE | CZ | 2014 | nrg_103a | 1.6245
Consumption in Coal Mines | 4000 | 4000-Gas | KTOE | DE | 2010 | nrg_103a | 0.17166
Consumption in Coke Ovens | 4000 | 4000-Gas | KTOE | ES | 2014 | nrg_103a | 5.5308
Consumption in Coke Ovens | 4000 | 4000-Gas | KTOE | SK | 2012 | nrg_103a | 6.6068
Consumption in Coke Ovens | 4000 | 4000-Gas | KTOE | TR | 2012 | nrg_103a | 10.9443
Primary production | 4100 | 4100-Natural gas | KTOE | IT | 2012 | nrg_103a | 295.0647
Imports | 4100 | 4100-Natural gas | KTOE | BE | 2009 | nrg_103a | 753.2179
Consumption in Oil and gas extraction | 4100 | 4100-Natural gas | KTOE | BG | 2012 | nrg_103a | 0.037681
Consumption in Oil and gas extraction | 4100 | 4100-Natural gas | KTOE | DK | 2013 | nrg_103a | 23.4168
Consumption in Coke Ovens | 4100 | 4100-Natural gas | KTOE | UK | 2010 | nrg_103a | 2.0767
Primary production | 4000 | 4000-Gas | KTOE | IT | 2010 | nrg_103a | 288.2402
Imports | 4000 | 4000-Gas | KTOE | AT | 2012 | nrg_103a | 487.0169
Imports | 4000 | 4000-Gas | KTOE | UA | 2013 | nrg_103a | 946.02
Primary production | 5100 | 5100-Nuclear heat | KTOE | NL | 2014 | nrg_104a | 44.1833
Primary production | 7200 | 7200-Waste (non-renewable) | KTOE | LV | 2011 | nrg_108a | 0.15491
Imports | 2210 | 2210-Lignite/Brown Coal | KTOE | AT | 2010 | nrg_110a | 0.36425
Imports | 2210 | 2210-Lignite/Brown Coal | KTOE | XK | 2014 | nrg_110a | 0.0083736
Consumption in Coal Mines | 2210 | 2210-Lignite/Brown Coal | KTOE | BG | 2014 | nrg_110a | 0.033494
Imports | 3105 | 3105-Crude oil (without NGL) | KTOE | FI | 2011 | nrg_110a | 463.1564
Imports | 3105 | 3105-Crude oil (without NGL) | KTOE | UK | 2012 | nrg_110a | 2314.6431
Imports | 3270A | 3270A-Total fuel oil | KTOE | BE | 2011 | nrg_110a | 196.5619
Imports | 3270A | 3270A-Total fuel oil | KTOE | FI | 2009 | nrg_110a | 23.2409
Imports | 3270A | 3270A-Total fuel oil | KTOE | SE | 2014 | nrg_110a | 15.5581
Imports | 3270A | 3270A-Total fuel oil | KTOE | SI | 2013 | nrg_110a | 2.8387
Imports | 3270A | 3270A-Total fuel oil | KTOE | XK | 2010 | nrg_110a | 3.2406
Primary production | 4000 | 4000-Gas | KTOE | NL | 2012 | nrg_110a | 2404.6718
Imports | 4000 | 4000-Gas | KTOE | UA | 2011 | nrg_110a | 1515.1778
Consumption in Oil and gas extraction | 4000 | 4000-Gas | KTOE | BG | 2014 | nrg_110a | 0.025121
Consumption in Oil and gas extraction | 4000 | 4000-Gas | KTOE | DE | 2009 | nrg_110a | 7.934
Consumption in Coal Mines | 4000 | 4000-Gas | KTOE | UA | 2009 | nrg_110a | 0.23446
Consumption in Coke Ovens | 4000 | 4000-Gas | KTOE | FI | 2014 | nrg_110a | 3.0061
Consumption in Coke Ovens | 4000 | 4000-Gas | KTOE | ES | 2012 | nrg_110a | 7.8419
Consumption in Coke Ovens | 4000 | 4000-Gas | KTOE | FR | 2014 | nrg_110a | 14.0383
Transformation input in Coke Ovens | 2116 | 2116-Coking Coal | KTOE | FI | 2011 | nrg_101a | 35.6004
Transformation input in Coke Ovens | 2116 | 2116-Coking Coal | KTOE | IT | 2011 | nrg_101a | 173.1995
Transformation input in Coke Ovens | 2116 | 2116-Coking Coal | KTOE | UA | 2009 | nrg_101a | 708.5489
Transformation input in Coke Ovens | 2116 | 2116-Coking Coal | KTOE | SK | 2013 | nrg_101a | 58.5063
Primary production | 2116 | 2116-Coking Coal | KTOE | DE | 2014 | nrg_101a | 137.4317
Imports | 2116 | 2116-Coking Coal | KTOE | NL | 2011 | nrg_101a | 124.5196
Imports | 2116 | 2116-Coking Coal | KTOE | TR | 2013 | nrg_101a | 180.7065
Consumption in Coke Ovens | 2116 | 2116-Coking Coal | KTOE | IT | 2009 | nrg_101a | 1.6747
Primary production | 55432 | 55432-Municipal waste (non-renewable) | KTOE | CY | 2014 | nrg_108a | 0.01256
Primary production | 55432 | 55432-Municipal waste (non-renewable) | KTOE | CZ | 2009 | nrg_108a | 1.4863
Primary production | 55432 | 55432-Municipal waste (non-renewable) | KTOE | DK | 2013 | nrg_108a | 16.8602
Primary production | 55432 | 55432-Municipal waste (non-renewable) | KTOE | ES | 2009 | nrg_108a | 13.3643
Primary production | 55432 | 55432-Municipal waste (non-renewable) | KTOE | SE | 2009 | nrg_108a | 18.02
Consumption in Coke Ovens | 2116 | 2116-Coking Coal | KTOE | IT | 2013 | nrg_110a | 1.457
Imports | 2116 | 2116-Coking Coal | KTOE | TR | 2014 | nrg_110a | 171.4955
Transformation input in Coke Ovens | 2116 | 2116-Coking Coal | KTOE | IT | 2009 | nrg_110a | 105.1599
Transformation input in Coke Ovens | 2116 | 2116-Coking Coal | KTOE | SK | 2011 | nrg_110a | 60.897
Transformation input in Coke Ovens | 2116 | 2116-Coking Coal | KTOE | UK | 2014 | nrg_110a | 150.5029
Primary production | 55432 | 55432-Municipal waste (non-renewable) | KTOE | DK | 2014 | nrg_110a | 17.4255
Primary production | 55432 | 55432-Municipal waste (non-renewable) | KTOE | ES | 2011 | nrg_110a | 8.1643
Primary production | 55432 | 55432-Municipal waste (non-renewable) | KTOE | IE | 2014 | nrg_110a | 2.6377
Primary production | 55432 | 55432-Municipal waste (non-renewable) | KTOE | IT | 2010 | nrg_110a | 32.5901
Primary production | 55432 | 55432-Municipal waste (non-renewable) | KTOE | SE | 2009 | nrg_110a | 18.02
Imports | 2116 | 2116-Coking Coal | KTOE | AT | 2009 | nrg_101a | 48.2864
Imports | 2116 | 2116-Coking Coal | KTOE | FI | 2010 | nrg_101a | 38.8828
Imports | 2116 | 2116-Coking Coal | KTOE | UK | 2011 | nrg_101a | 179.3918
Primary production | 55432 | 55432-Municipal waste (non-renewable) | KTOE | LV | 2012 | nrg_108a | 0.050242
Imports | 2116 | 2116-Coking Coal | KTOE | AT | 2013 | nrg_110a | 51.3511
Imports | 2116 | 2116-Coking Coal | KTOE | SE | 2011 | nrg_110a | 48.479
Imports | 2116 | 2116-Coking Coal | KTOE | UA | 2013 | nrg_110a | 194.6234
Primary production | 55432 | 55432-Municipal waste (non-renewable) | KTOE | LT | 2013 | nrg_110a | 0.47311
Transformation input in Coke Ovens | 2116 | 2116-Coking Coal | KTOE | ES | 2009 | nrg_101a | 66.7543
Imports | 2116 | 2116-Coking Coal | KTOE | PL | 2013 | nrg_101a | 66.6245
Transformation input in Coke Ovens | 2116 | 2116-Coking Coal | KTOE | ES | 2013 | nrg_110a | 61.479
Primary production | 55432 | 55432-Municipal waste (non-renewable) | KTOE | PL | 2012 | nrg_110a | 4.3124
Transformation input in Coke Ovens | 2116 | 2116-Coking Coal | KTOE | DE | 2011 | nrg_101a | 301.571
Primary production | 55432 | 55432-Municipal waste (non-renewable) | KTOE | PL | 2014 | nrg_108a | 4.5552
Primary production | 55432 | 55432-Municipal waste (non-renewable) | KTOE | PT | 2012 | nrg_108a | 3.5965
Imports | 2116 | 2116-Coking Coal | KTOE | RO | 2014 | nrg_110a | 0.57778
Primary production | 55432 | 55432-Municipal waste (non-renewable) | KTOE | PT | 2010 | nrg_110a | 4.0151
Transformation input in Coke Ovens | 2116 | 2116-Coking Coal | KTOE | SE | 2011 | nrg_101a | 48.5083
Primary production | 2116 | 2116-Coking Coal | KTOE | UK | 2011 | nrg_101a | 11.723
Imports | 2116 | 2116-Coking Coal | KTOE | ES | 2013 | nrg_101a | 73.2816
Primary production | 55432 | 55432-Municipal waste (non-renewable) | KTOE | HU | 2011 | nrg_108a | 1.7417
Primary production | 55432 | 55432-Municipal waste (non-renewable) | KTOE | UK | 2009 | nrg_108a | 13.0293
Imports | 2116 | 2116-Coking Coal | KTOE | ES | 2011 | nrg_110a | 73.7547
Transformation input in Coke Ovens | 2116 | 2116-Coking Coal | KTOE | AT | 2010 | nrg_110a | 53.6203
Primary production | 55432 | 55432-Municipal waste (non-renewable) | KTOE | BE | 2011 | nrg_110a | 17.9111
Primary production | 55432 | 55432-Municipal waste (non-renewable) | KTOE | FR | 2011 | nrg_110a | 47.4783
Primary production | 55432 | 55432-Municipal waste (non-renewable) | KTOE | HU | 2011 | nrg_110a | 1.7417
Transformation input in Coke Ovens | 2116 | 2116-Coking Coal | KTOE | FI | 2013 | nrg_101a | 35.9227
Transformation input in Coke Ovens | 2116 | 2116-Coking Coal | KTOE | IT | 2013 | nrg_101a | 89.1119
Transformation input in Coke Ovens | 2116 | 2116-Coking Coal | KTOE | UA | 2011 | nrg_101a | 786.0382
Imports | 2116 | 2116-Coking Coal | KTOE | NL | 2013 | nrg_101a | 119.0433
Consumption in Coke Ovens | 2116 | 2116-Coking Coal | KTOE | IT | 2011 | nrg_101a | 1.8589
Primary production | 55432 | 55432-Municipal waste (non-renewable) | KTOE | DE | 2010 | nrg_108a | 97.7032
Primary production | 55432 | 55432-Municipal waste (non-renewable) | KTOE | CZ | 2011 | nrg_108a | 2.2274
Primary production | 55432 | 55432-Municipal waste (non-renewable) | KTOE | ES | 2011 | nrg_108a | 8.1643
Primary production | 55432 | 55432-Municipal waste (non-renewable) | KTOE | SE | 2011 | nrg_108a | 19.9166
Imports | 2116 | 2116-Coking Coal | KTOE | SK | 2009 | nrg_110a | 69.8777
Transformation input in Coke Ovens | 2116 | 2116-Coking Coal | KTOE | IT | 2011 | nrg_110a | 173.1995
Transformation output from Coke Ovens | 2100 | 2100-Hard coal and derivatives | KTOE | UK | 2009 | nrg_101a | 110.8665
Imports | 2118 | 2118-Sub-bituminous Coal | KTOE | SI | 2011 | nrg_101a | 8.0805
Imports | 2121 | 2121-Coke Oven Coke | KTOE | BE | 2011 | nrg_101a | 1.6831
Imports | 2121 | 2121-Coke Oven Coke | KTOE | DK | 2013 | nrg_101a | 0.5401
Imports | 5547 | 5547-Biodiesels | KTOE | IS | 2014 | nrg_110a | 0.15491
Imports | 5547 | 5547-Biodiesels | KTOE | IE | 2012 | nrg_110a | 0.35169
Imports | 5547 | 5547-Biodiesels | KTOE | LT | 2010 | nrg_110a | 0.52335
Imports | 5547 | 5547-Biodiesels | KTOE | NL | 2009 | nrg_110a | 2.1143
Imports | 5547 | 5547-Biodiesels | KTOE | SK | 2012 | nrg_110a | 0.9839
Imports | 2100 | 2100-Hard coal and derivatives | KTOE | DK | 2012 | nrg_101a | 96.9872
Imports | 2100 | 2100-Hard coal and derivatives | KTOE | UK | 2009 | nrg_101a | 997.9154
Consumption in Coal Mines | 2100 | 2100-Hard coal and derivatives | KTOE | DE | 2010 | nrg_101a | 0.054428
Transformation output from Coke Ovens | 2100 | 2100-Hard coal and derivatives | KTOE | CZ | 2011 | nrg_101a | 81.4291
Transformation output from Coke Ovens | 2100 | 2100-Hard coal and derivatives | KTOE | EE | 2009 | nrg_101a | 0.51498
Transformation output from Coke Ovens | 2100 | 2100-Hard coal and derivatives | KTOE | UA | 2009 | nrg_101a | 526.2054
Imports | 2121 | 2121-Coke Oven Coke | KTOE | DK | 2009 | nrg_101a | 0.59871
Transformation input in Coke Ovens | 2121 | 2121-Coke Oven Coke | KTOE | CZ | 2014 | nrg_101a | 2.4786
Transformation output from Coke Ovens | 2121 | 2121-Coke Oven Coke | KTOE | AT | 2013 | nrg_101a | 38.6442
Transformation output from Coke Ovens | 2121 | 2121-Coke Oven Coke | KTOE | BE | 2009 | nrg_101a | 44.8574
Transformation output from Coke Ovens | 2121 | 2121-Coke Oven Coke | KTOE | DE | 2009 | nrg_101a | 192.9738
Transformation output from Coke Ovens | 2121 | 2121-Coke Oven Coke | KTOE | UK | 2013 | nrg_101a | 108.3
Primary production | 5540 | 5540-Biomass and renewable wastes | KTOE | LV | 2010 | nrg_107a | 69.3962
Imports | 5540 | 5540-Biomass and renewable wastes | KTOE | DK | 2010 | nrg_107a | 36.6094
Imports | 5540 | 5540-Biomass and renewable wastes | KTOE | UK | 2009 | nrg_107a | 49.982
Imports | 5547 | 5547-Biodiesels | KTOE | UK | 2009 | nrg_107a | 27.1891
Primary production | 5547 | 5547-Biodiesels | KTOE | LT | 2012 | nrg_107a | 3.9482
Primary production | 5547 | 5547-Biodiesels | KTOE | LV | 2012 | nrg_107a | 3.3662
Imports | 5547 | 5547-Biodiesels | KTOE | BE | 2011 | nrg_107a | 3.5044
Imports | 5547 | 5547-Biodiesels | KTOE | FI | 2014 | nrg_107a | 12.7907
Imports | 2118 | 2118-Sub-bituminous Coal | KTOE | SI | 2011 | nrg_110a | 8.0805
Imports | 2121 | 2121-Coke Oven Coke | KTOE | BE | 2010 | nrg_110a | 1.7082
Imports | 2121 | 2121-Coke Oven Coke | KTOE | UA | 2009 | nrg_110a | 7.1259
Imports | 2121 | 2121-Coke Oven Coke | KTOE | UK | 2013 | nrg_110a | 23.3414
Consumption in Coke Ovens | 2121 | 2121-Coke Oven Coke | KTOE | ES | 2012 | nrg_110a | 14.1639
Transformation output from Coke Ovens | 2121 | 2121-Coke Oven Coke | KTOE | CZ | 2013 | nrg_110a | 70.937
Transformation output from Coke Ovens | 2121 | 2121-Coke Oven Coke | KTOE | EE | 2011 | nrg_110a | 0.68245
Transformation output from Coke Ovens | 2121 | 2121-Coke Oven Coke | KTOE | UA | 2011 | nrg_110a | 558.4563
Imports | 3286 | 3286-Paraffin Waxes | KTOE | FR | 2010 | nrg_110a | 4.1617
Primary production | 5547 | 5547-Biodiesels | KTOE | IT | 2013 | nrg_110a | 16.99
Imports | 5547 | 5547-Biodiesels | KTOE | FI | 2012 | nrg_110a | 4.9823
Imports | 5547 | 5547-Biodiesels | KTOE | UK | 2013 | nrg_110a | 15.6419
Imports | 2100 | 2100-Hard coal and derivatives | KTOE | FI | 2012 | nrg_101a | 110.745
Imports | 2100 | 2100-Hard coal and derivatives | KTOE | UA | 2009 | nrg_101a | 215.6997
Imports | 2100 | 2100-Hard coal and derivatives | KTOE | XK | 2012 | nrg_101a | 1.7166
Transformation output from Coke Ovens | 2100 | 2100-Hard coal and derivatives | KTOE | BE | 2011 | nrg_101a | 57.3675
Transformation output from Coke Ovens | 2100 | 2100-Hard coal and derivatives | KTOE | DE | 2011 | nrg_101a | 227.7159
Imports | 2118 | 2118-Sub-bituminous Coal | KTOE | AT | 2009 | nrg_101a | 1.6035
Transformation output from Coke Ovens | 2121 | 2121-Coke Oven Coke | KTOE | CZ | 2009 | nrg_101a | 65.4062
Imports | 3286 | 3286-Paraffin Waxes | KTOE | FI | 2012 | nrg_102a | 0.12142
Imports | 3286 | 3286-Paraffin Waxes | KTOE | UK | 2013 | nrg_102a | 2.2064
Primary production | 5540 | 5540-Biomass and renewable wastes | KTOE | LT | 2011 | nrg_107a | 45.0835
Primary production | 5540 | 5540-Biomass and renewable wastes | KTOE | MT | 2010 | nrg_107a | 0.029308
Primary production | 5540 | 5540-Biomass and renewable wastes | KTOE | NO | 2010 | nrg_107a | 58.8538
Imports | 5540 | 5540-Biomass and renewable wastes | KTOE | FI | 2010 | nrg_107a | 7.4651
Imports | 5540 | 5540-Biomass and renewable wastes | KTOE | FR | 2012 | nrg_107a | 17.6181
Imports | 5540 | 5540-Biomass and renewable wastes | KTOE | SK | 2012 | nrg_107a | 1.2644
Imports | 5547 | 5547-Biodiesels | KTOE | SI | 2012 | nrg_107a | 1.9008
Primary production | 5547 | 5547-Biodiesels | KTOE | NL | 2011 | nrg_107a | 18.1665
Imports | 5547 | 5547-Biodiesels | KTOE | BG | 2014 | nrg_107a | 2.4828
Imports | 5547 | 5547-Biodiesels | KTOE | DK | 2014 | nrg_107a | 11.6016
Imports | 2118 | 2118-Sub-bituminous Coal | KTOE | AT | 2013 | nrg_110a | 1.6161
Imports | 2121 | 2121-Coke Oven Coke | KTOE | AT | 2013 | nrg_110a | 35.9939
Imports | 2121 | 2121-Coke Oven Coke | KTOE | SE | 2013 | nrg_110a | 2.7926
Imports | 2121 | 2121-Coke Oven Coke | KTOE | SI | 2012 | nrg_110a | 0.85411
Imports | 2000 | 2000-Solid fuels | KTOE | RS | 2012 | nrg_101a | 17.2245
Imports | 2000 | 2000-Solid fuels | KTOE | SE | 2011 | nrg_101a | 99.2397
Imports | 2000 | 2000-Solid fuels | KTOE | RO | 2014 | nrg_101a | 42.2239
Imports | 3000 | 3000-Total petroleum products | KTOE | BG | 2014 | nrg_102a | 331.1591
Imports | 3000 | 3000-Total petroleum products | KTOE | RS | 2009 | nrg_102a | 148.0494
Consumption in Coal Mines | 2000 | 2000-Solid fuels | KTOE | HU | 2012 | nrg_110a | 0.075362
Primary production | 2000 | 2000-Solid fuels | KTOE | PL | 2009 | nrg_110a | 2348.6064
Imports | 2000 | 2000-Solid fuels | KTOE | BG | 2010 | nrg_110a | 73.1518
Imports | 2000 | 2000-Solid fuels | KTOE | RO | 2012 | nrg_110a | 53.3063
Transformation input in Patent Fuel Plants | 2000 | 2000-Solid fuels | KTOE | FR | 2009 | nrg_110a | 0.10467
Imports | 3000 | 3000-Total petroleum products | KTOE | CY | 2010 | nrg_110a | 121.8275
Consumption in Pipeline transport | 3000 | 3000-Total petroleum products | KTOE | UA | 2010 | nrg_110a | 0.38519
Primary production | 3000 | 3000-Total petroleum products | KTOE | PL | 2009 | nrg_100a | 28.9685
Primary production | 2000 | 2000-Solid fuels | KTOE | RO | 2009 | nrg_100a | 274.876
Imports | 2000 | 2000-Solid fuels | KTOE | CY | 2011 | nrg_100a | 0.0041868
Imports | 2000 | 2000-Solid fuels | KTOE | RS | 2010 | nrg_100a | 31.9537
Transformation input in Coke Ovens | 2000 | 2000-Solid fuels | KTOE | DE | 2013 | nrg_100a | 317.0119
Consumption in Pipeline transport | 3000 | 3000-Total petroleum products | KTOE | UA | 2012 | nrg_100a | 0.25539
Transformation output from Patent Fuel Plants | 2000 | 2000-Solid fuels | KTOE | PL | 2014 | nrg_101a | 0.087923
Transformation output from Patent Fuel Plants | 2000 | 2000-Solid fuels | KTOE | UK | 2014 | nrg_101a | 8.0303
Transformation input in Coke Ovens | 2000 | 2000-Solid fuels | KTOE | AT | 2012 | nrg_101a | 52.4439
Transformation input in Patent Fuel Plants | 2000 | 2000-Solid fuels | KTOE | UK | 2014 | nrg_101a | 6.5816
Primary production | 2000 | 2000-Solid fuels | KTOE | AL | 2013 | nrg_101a | 0.029308
Primary production | 2000 | 2000-Solid fuels | KTOE | XK | 2012 | nrg_101a | 62.6345
Imports | 2000 | 2000-Solid fuels | KTOE | MK | 2013 | nrg_101a | 4.2412
Imports | 2000 | 2000-Solid fuels | KTOE | ME | 2009 | nrg_101a | 0.37681
Imports | 2000 | 2000-Solid fuels | KTOE | NL | 2014 | nrg_101a | 1200.3556
Primary production | 3000 | 3000-Total petroleum products | KTOE | AT | 2013 | nrg_102a | 36.4168
Primary production | 3000 | 3000-Total petroleum products | KTOE | UA | 2011 | nrg_102a | 141.8572
Imports | 3000 | 3000-Total petroleum products | KTOE | MT | 2013 | nrg_102a | 95.5218
Consumption in Oil and gas extraction | 3000 | 3000-Total petroleum products | KTOE | HU | 2010 | nrg_102a | 0.56522
Consumption in Coal Mines | 3000 | 3000-Total petroleum products | KTOE | EE | 2013 | nrg_102a | 0.71594
Consumption in Pipeline transport | 3000 | 3000-Total petroleum products | KTOE | PL | 2009 | nrg_102a | 0.087923
Primary production | 2000 | 2000-Solid fuels | KTOE | LV | 2011 | nrg_110a | 0.0083736
Primary production | 2000 | 2000-Solid fuels | KTOE | ME | 2010 | nrg_110a | 17.8483
Primary production | 2000 | 2000-Solid fuels | KTOE | UA | 2009 | nrg_110a | 1361.7065
Transformation input in BKB / PB Plants | 2000 | 2000-Solid fuels | KTOE | DE | 2012 | nrg_110a | 147.0069
Transformation input in BKB / PB Plants | 2000 | 2000-Solid fuels | KTOE | IE | 2012 | nrg_110a | 3.9649
Transformation input in Coke Ovens | 2000 | 2000-Solid fuels | KTOE | BE | 2010 | nrg_110a | 75.9946
Transformation input in Coke Ovens | 2000 | 2000-Solid fuels | KTOE | HU | 2012 | nrg_110a | 42.4123
Transformation output from Coke Ovens | 2000 | 2000-Solid fuels | KTOE | FI | 2014 | nrg_110a | 26.7034
Transformation output from Coke Ovens | 2000 | 2000-Solid fuels | KTOE | FR | 2010 | nrg_110a | 92.3692
Consumption in BKB / PB Plants | 2000 | 2000-Solid fuels | KTOE | IE | 2011 | nrg_110a | 0.48567
Imports | 3000 | 3000-Total petroleum products | KTOE | EE | 2011 | nrg_110a | 48.3199
Imports | 3000 | 3000-Total petroleum products | KTOE | EL | 2014 | nrg_110a | 1238.2838
Imports | 3000 | 3000-Total petroleum products | KTOE | ES | 2013 | nrg_110a | 3260.7175
Primary production | 3000 | 3000-Total petroleum products | KTOE | MD | 2012 | nrg_110a | 0.43543
Primary production | 3000 | 3000-Total petroleum products | KTOE | UK | 2010 | nrg_110a | 2664.8228
Transformation input in Gas Works | 3000 | 3000-Total petroleum products | KTOE | PL | 2013 | nrg_110a | 0.09211
Transformation input in Patent Fuel Plants | 3000 | 3000-Total petroleum products | KTOE | UK | 2010 | nrg_110a | 4.0779
Transformation output from Coke Ovens | 2000 | 2000-Solid fuels | KTOE | HU | 2014 | nrg_100a | 27.9636
Primary production | 3000 | 3000-Total petroleum products | KTOE | AT | 2011 | nrg_100a | 39.5108
Primary production | 3000 | 3000-Total petroleum products | KTOE | HR | 2009 | nrg_100a | 34.7253
Primary production | 3000 | 3000-Total petroleum products | KTOE | MD | 2011 | nrg_100a | 0.52335
Primary production | 3000 | 3000-Total petroleum products | KTOE | UA | 2009 | nrg_100a | 165.2279
Primary production | 2000 | 2000-Solid fuels | KTOE | ME | 2014 | nrg_100a | 15.2441
Imports | 2000 | 2000-Solid fuels | KTOE | EE | 2010 | nrg_100a | 1.9301
Imports | 2000 | 2000-Solid fuels | KTOE | ES | 2013 | nrg_100a | 338.4651
Transformation input in Coke Ovens | 2000 | 2000-Solid fuels | KTOE | HU | 2012 | nrg_100a | 42.4123
Transformation input in BKB / PB Plants | 2000 | 2000-Solid fuels | KTOE | DE | 2014 | nrg_100a | 151.3486
Consumption in BKB / PB Plants | 2000 | 2000-Solid fuels | KTOE | IE | 2009 | nrg_100a | 0.73269
Transformation output from Patent Fuel Plants | 2000 | 2000-Solid fuels | KTOE | UK | 2010 | nrg_100a | 9.3156
Transformation output from Coke Ovens | 4000 | 4000-Gas | KTOE | CZ | 2012 | nrg_110a | 17.8567
Transformation output from Gas Works | 4000 | 4000-Gas | KTOE | UA | 2014 | nrg_110a | 0.73688
Consumption in Coke Ovens | 4000 | 4000-Gas | KTOE | SK | 2012 | nrg_110a | 6.6068
Consumption in Coke Ovens | 4000 | 4000-Gas | KTOE | TR | 2014 | nrg_110a | 14.4738
Consumption in Coke Ovens | 4000 | 4000-Gas | KTOE | UA | 2014 | nrg_110a | 24.2709
Primary production | 4100 | 4100-Natural gas | KTOE | NL | 2014 | nrg_110a | 2099.4457
Imports | 4100 | 4100-Natural gas | KTOE | AT | 2012 | nrg_110a | 487.0169
Imports | 4100 | 4100-Natural gas | KTOE | FI | 2013 | nrg_110a | 119.6127
Imports | 4100 | 4100-Natural gas | KTOE | UA | 2010 | nrg_110a | 1237.5846
Imports | 4100 | 4100-Natural gas | KTOE | UK | 2014 | nrg_110a | 1502.6341
Consumption in Oil and gas extraction | 4100 | 4100-Natural gas | KTOE | BG | 2010 | nrg_110a | 0.037681
Consumption in Oil and gas extraction | 4100 | 4100-Natural gas | KTOE | EE | 2013 | nrg_110a | 0.32657
Consumption in Coke Ovens | 4100 | 4100-Natural gas | KTOE | ES | 2014 | nrg_110a | 0.01256
Consumption in Coke Ovens | 4100 | 4100-Natural gas | KTOE | UA | 2009 | nrg_110a | 0.037681
Primary production | 4100 | 4100-Natural gas | KTOE | DK | 2014 | nrg_110a | 173.6475
Primary production | 4100 | 4100-Natural gas | KTOE | IT | 2011 | nrg_110a | 289.714
Primary production | 4100 | 4100-Natural gas | KTOE | RS | 2013 | nrg_110a | 17.7102
Imports | 4100 | 4100-Natural gas | KTOE | FR | 2011 | nrg_110a | 1743.5845
Imports | 4100 | 4100-Natural gas | KTOE | IE | 2011 | nrg_110a | 165.5335
Imports | 4100 | 4100-Natural gas | KTOE | HU | 2009 | nrg_110a | 331.0586
Imports | 4100 | 4100-Natural gas | KTOE | LT | 2012 | nrg_110a | 111.1888
Transformation input in Gas Works | 4100 | 4100-Natural gas | KTOE | DK | 2009 | nrg_110a | 0.57778
Consumption in Oil and gas extraction | 4100 | 4100-Natural gas | KTOE | NO | 2014 | nrg_110a | 159.3077
Consumption in Oil and gas extraction | 4100 | 4100-Natural gas | KTOE | UK | 2011 | nrg_110a | 172.2491
Consumption in Coke Ovens | 4100 | 4100-Natural gas | KTOE | AT | 2010 | nrg_110a | 0.096296
Consumption in Coke Ovens | 4100 | 4100-Natural gas | KTOE | HU | 2014 | nrg_110a | 0.025121
Primary production | 5100 | 5100-Nuclear heat | KTOE | BG | 2011 | nrg_110a | 177.1142
Primary production | 5100 | 5100-Nuclear heat | KTOE | FI | 2009 | nrg_110a | 254.0801
Primary production | 7200 | 7200-Waste (non-renewable) | KTOE | BG | 2009 | nrg_110a | 0.24283
Primary production | 7200 | 7200-Waste (non-renewable) | KTOE | EL | 2010 | nrg_110a | 1.3398
Primary production | 7200 | 7200-Waste (non-renewable) | KTOE | HU | 2014 | nrg_110a | 3.8644
Primary production | 4000 | 4000-Gas | KTOE | DE | 2009 | nrg_100a | 544.9664
Primary production | 4000 | 4000-Gas | KTOE | IE | 2014 | nrg_100a | 5.1414
Primary production | 4000 | 4000-Gas | KTOE | PL | 2013 | nrg_100a | 160.0656
Primary production | 4000 | 4000-Gas | KTOE | RO | 2014 | nrg_100a | 366.994
Primary production | 7200 | 7200-Waste (non-renewable) | KTOE | BG | 2011 | nrg_100a | 0.34332
Primary production | 7200 | 7200-Waste (non-renewable) | KTOE | IT | 2013 | nrg_100a | 47.6458
Primary production | 7200 | 7200-Waste (non-renewable) | KTOE | PT | 2011 | nrg_100a | 6.2509
Primary production | 7200 | 7200-Waste (non-renewable) | KTOE | PL | 2013 | nrg_100a | 18.8825
Primary production | 7200 | 7200-Waste (non-renewable) | KTOE | SI | 2010 | nrg_100a | 0.97552
Primary production | 7200 | 7200-Waste (non-renewable) | KTOE | SE | 2012 | nrg_100a | 22.7636
Imports | 4000 | 4000-Gas | KTOE | BG | 2014 | nrg_100a | 93.1144
Imports | 4000 | 4000-Gas | KTOE | HR | 2012 | nrg_100a | 46.1637
Imports | 4000 | 4000-Gas | KTOE | LV | 2012 | nrg_100a | 57.7025
Imports | 4000 | 4000-Gas | KTOE | MD | 2011 | nrg_100a | 94.4751
Imports | 4000 | 4000-Gas | KTOE | LU | 2012 | nrg_100a | 44.0075
Imports | 4000 | 4000-Gas | KTOE | RS | 2013 | nrg_100a | 62.9234
Imports | 4000 | 4000-Gas | KTOE | TR | 2014 | nrg_100a | 1698.1577
Consumption in Oil and gas extraction | 4000 | 4000-Gas | KTOE | RS | 2011 | nrg_100a | 1.5407
Consumption in Oil and gas extraction | 4000 | 4000-Gas | KTOE | RO | 2013 | nrg_100a | 12.9623
Consumption in Oil and gas extraction | 4000 | 4000-Gas | KTOE | PL | 2014 | nrg_100a | 10.2284
Consumption in Coal Mines | 4000 | 4000-Gas | KTOE | ES | 2014 | nrg_100a | 0.029308
Consumption in Coke Ovens | 4000 | 4000-Gas | KTOE | AT | 2012 | nrg_100a | 6.2635
Consumption in Coke Ovens | 4000 | 4000-Gas | KTOE | NL | 2012 | nrg_100a | 7.2432
Primary production | 5100 | 5100-Nuclear heat | KTOE | BE | 2011 | nrg_100a | 520.9258
Primary production | 3105 | 3105-Crude oil (without NGL) | KTOE | LT | 2013 | nrg_102a | 3.6509
Imports | 3105 | 3105-Crude oil (without NGL) | KTOE | BG | 2013 | nrg_102a | 230.3535
Imports | 3105 | 3105-Crude oil (without NGL) | KTOE | DK | 2009 | nrg_102a | 145.7341
Imports | 3105 | 3105-Crude oil (without NGL) | KTOE | FR | 2013 | nrg_102a | 2364.3446
Imports | 3105 | 3105-Crude oil (without NGL) | KTOE | SK | 2012 | nrg_102a | 219.2208
Imports | 3270A | 3270A-Total fuel oil | KTOE | SE | 2012 | nrg_102a | 31.3215
Imports | 3270A | 3270A-Total fuel oil | KTOE | SI | 2011 | nrg_102a | 1.6412
Imports | 3270A | 3270A-Total fuel oil | KTOE | BE | 2010 | nrg_102a | 223.4788
Imports | 3270A | 3270A-Total fuel oil | KTOE | FI | 2013 | nrg_102a | 31.7192
Transformation output from Coke Ovens | 4000 | 4000-Gas | KTOE | CZ | 2014 | nrg_103a | 18.5057
Transformation output from Coke Ovens | 4000 | 4000-Gas | KTOE | UA | 2012 | nrg_103a | 135.0076
Transformation input in Coke Ovens | 2116 | 2116-Coking Coal | KTOE | SK | 2013 | nrg_110a | 58.5063
Consumption in Gas Works | 4230 | 4230-Gas Works Gas | KTOE | PL | 2009 | nrg_110a | 0.01256
Primary production | 55432 | 55432-Municipal waste (non-renewable) | KTOE | ES | 2013 | nrg_110a | 8.361
Primary production | 55432 | 55432-Municipal waste (non-renewable) | KTOE | IS | 2010 | nrg_110a | 0.016747
Primary production | 55432 | 55432-Municipal waste (non-renewable) | KTOE | IT | 2012 | nrg_110a | 33.7791
Primary production | 55432 | 55432-Municipal waste (non-renewable) | KTOE | SE | 2011 | nrg_110a | 19.9166
Imports | 55432 | 55432-Municipal waste (non-renewable) | KTOE | LV | 2011 | nrg_110a | 1.7501
Imports | 2116 | 2116-Coking Coal | KTOE | AT | 2011 | nrg_101a | 50.8152
Imports | 2116 | 2116-Coking Coal | KTOE | FI | 2012 | nrg_101a | 32.9334
Imports | 2116 | 2116-Coking Coal | KTOE | SE | 2009 | nrg_101a | 32.0709
Imports | 2116 | 2116-Coking Coal | KTOE | UA | 2009 | nrg_101a | 152.4874
Imports | 2116 | 2116-Coking Coal | KTOE | UK | 2013 | nrg_101a | 188.8791
Primary production | 55432 | 55432-Municipal waste (non-renewable) | KTOE | LV | 2014 | nrg_108a | 0.17166
Transformation input in Patent Fuel Plants | 2116 | 2116-Coking Coal | KTOE | PL | 2014 | nrg_110a | 0.087923
Imports | 2116 | 2116-Coking Coal | KTOE | SE | 2013 | nrg_110a | 35.1901
Transformation output from Gas Works | 4230 | 4230-Gas Works Gas | KTOE | UA | 2009 | nrg_110a | 1.0634
Primary production | 55432 | 55432-Municipal waste (non-renewable) | KTOE | LV | 2010 | nrg_110a | 0.33494
Primary production | 55432 | 55432-Municipal waste (non-renewable) | KTOE | SK | 2009 | nrg_110a | 0.81643
Transformation input in Coke Ovens | 2116 | 2116-Coking Coal | KTOE | ES | 2013 | nrg_101a | 61.479
Transformation output from Gas Works | 4230 | 4230-Gas Works Gas | KTOE | EE | 2011 | nrg_110a | 6.4854
Primary production | 2116 | 2116-Coking Coal | KTOE | PL | 2009 | nrg_101a | 252.7822
Imports | 2116 | 2116-Coking Coal | KTOE | RO | 2012 | nrg_101a | 3.4081
Imports | 55432 | 55432-Municipal waste (non-renewable) | KTOE | CY | 2014 | nrg_108a | 0.025121
Primary production | 55432 | 55432-Municipal waste (non-renewable) | KTOE | PT | 2014 | nrg_110a | 3.4206
Transformation input in Coke Ovens | 2116 | 2116-Coking Coal | KTOE | AT | 2010 | nrg_101a | 53.6203
Primary production | 55432 | 55432-Municipal waste (non-renewable) | KTOE | AT | 2011 | nrg_108a | 9.6715
Primary production | 55432 | 55432-Municipal waste (non-renewable) | KTOE | BE | 2009 | nrg_108a | 16.2699
Primary production | 55432 | 55432-Municipal waste (non-renewable) | KTOE | FR | 2012 | nrg_108a | 52.4648
Transformation input in Coke Ovens | 2116 | 2116-Coking Coal | KTOE | AT | 2014 | nrg_110a | 51.6065
Transformation input in Coke Ovens | 2116 | 2116-Coking Coal | KTOE | FR | 2009 | nrg_101a | 132.7676
Primary production | 2116 | 2116-Coking Coal | KTOE | CZ | 2010 | nrg_101a | 172.1487
Primary production | 2116 | 2116-Coking Coal | KTOE | UA | 2009 | nrg_101a | 550.4553
Imports | 2116 | 2116-Coking Coal | KTOE | CZ | 2009 | nrg_101a | 24.924
Imports | 2116 | 2116-Coking Coal | KTOE | DE | 2010 | nrg_101a | 225.9951
Imports | 2116 | 2116-Coking Coal | KTOE | LT | 2014 | nrg_101a | 0.050242
Imports | 2116 | 2116-Coking Coal | KTOE | SK | 2010 | nrg_101a | 72.9257
Consumption in Coal Mines | 4230 | 4230-Gas Works Gas | KTOE | CZ | 2011 | nrg_103a | 0.20097
Primary production | 55432 | 55432-Municipal waste (non-renewable) | KTOE | DE | 2014 | nrg_108a | 127.1531
Primary production | 55432 | 55432-Municipal waste (non-renewable) | KTOE | IE | 2011 | nrg_108a | 0.59453
Primary production | 55432 | 55432-Municipal waste (non-renewable) | KTOE | IS | 2010 | nrg_108a | 0.016747
Primary production | 55432 | 55432-Municipal waste (non-renewable) | KTOE | IT | 2010 | nrg_108a | 32.5901
Primary production | 55432 | 55432-Municipal waste (non-renewable) | KTOE | UK | 2013 | nrg_108a | 18.2586
Imports | 55432 | 55432-Municipal waste (non-renewable) | KTOE | HU | 2014 | nrg_108a | 0.1591
Imports | 55432 | 55432-Municipal waste (non-renewable) | KTOE | LV | 2013 | nrg_108a | 1.8087
Imports | 55432 | 55432-Municipal waste (non-renewable) | KTOE | NL | 2011 | nrg_108a | 1.6412
Consumption in Coke Ovens | 2116 | 2116-Coking Coal | KTOE | PL | 2012 | nrg_110a | 1.7543
Primary production | 2116 | 2116-Coking Coal | KTOE | DE | 2012 | nrg_110a | 183.1641
Imports | 2116 | 2116-Coking Coal | KTOE | IT | 2012 | nrg_110a | 147.949
Imports | 2116 | 2116-Coking Coal | KTOE | HU | 2012 | nrg_110a | 42.4751
Imports | 2116 | 2116-Coking Coal | KTOE | NL | 2012 | nrg_110a | 116.862
Imports | 2116 | 2116-Coking Coal | KTOE | SK | 2013 | nrg_110a | 76.4677
Transformation input in Coke Ovens | 2116 | 2116-Coking Coal | KTOE | FR | 2009 | nrg_110a | 132.7676
Consumption in Gas Works | 4230 | 4230-Gas Works Gas | KTOE | PL | 2013 | nrg_110a | 0.0083736
Primary production | 55432 | 55432-Municipal waste (non-renewable) | KTOE | CZ | 2009 | nrg_110a | 1.4863
Primary production | 55432 | 55432-Municipal waste (non-renewable) | KTOE | FI | 2009 | nrg_110a | 4.1575
Primary production | 55432 | 55432-Municipal waste (non-renewable) | KTOE | UK | 2012 | nrg_110a | 18.0995
Imports | 55432 | 55432-Municipal waste (non-renewable) | KTOE | NL | 2012 | nrg_110a | 4.325
Imports | 2116 | 2116-Coking Coal | KTOE | SE | 2013 | nrg_101a | 35.1901
Imports | 2116 | 2116-Coking Coal | KTOE | UA | 2013 | nrg_101a | 194.6234
Transformation output from Gas Works | 4230 | 4230-Gas Works Gas | KTOE | UA | 2009 | nrg_103a | 1.0634
Primary production | 55432 | 55432-Municipal waste (non-renewable) | KTOE | LU | 2010 | nrg_108a | 0.69082
Primary production | 55432 | 55432-Municipal waste (non-renewable) | KTOE | NL | 2011 | nrg_108a | 31.2503
Transformation output from Coke Ovens | 2121 | 2121-Coke Oven Coke | KTOE | AT | 2011 | nrg_110a | 37.677
Transformation output from Coke Ovens | 2121 | 2121-Coke Oven Coke | KTOE | DE | 2013 | nrg_110a | 235.7796
Consumption in Coal Mines | 2121 | 2121-Coke Oven Coke | KTOE | DE | 2013 | nrg_110a | 0.11304
Imports | 3286 | 3286-Paraffin Waxes | KTOE | FI | 2013 | nrg_110a | 0.12142
Imports | 3286 | 3286-Paraffin Waxes | KTOE | UK | 2012 | nrg_110a | 1.6789
Imports | 5547 | 5547-Biodiesels | KTOE | BE | 2014 | nrg_110a | 1.0132
Imports | 5547 | 5547-Biodiesels | KTOE | HR | 2009 | nrg_110a | 0.10886
Imports | 5547 | 5547-Biodiesels | KTOE | TR | 2012 | nrg_110a | 2.1353
Primary production | 2100 | 2100-Hard coal and derivatives | KTOE | IT | 2011 | nrg_101a | 2.4451
Imports | 2100 | 2100-Hard coal and derivatives | KTOE | BE | 2014 | nrg_101a | 152.0143
Imports | 2100 | 2100-Hard coal and derivatives | KTOE | FI | 2010 | nrg_101a | 166.7477
Imports | 2100 | 2100-Hard coal and derivatives | KTOE | XK | 2010 | nrg_101a | 0.91691
Transformation input in Coke Ovens | 2100 | 2100-Hard coal and derivatives | KTOE | CZ | 2014 | nrg_101a | 107.3872
Transformation output from Coke Ovens | 2100 | 2100-Hard coal and derivatives | KTOE | AT | 2013 | nrg_101a | 40.4194
Transformation output from Coke Ovens | 2100 | 2100-Hard coal and derivatives | KTOE | BE | 2009 | nrg_101a | 46.6703
Transformation output from Coke Ovens | 2100 | 2100-Hard coal and derivatives | KTOE | DE | 2009 | nrg_101a | 192.9738
Transformation output from Coke Ovens | 2100 | 2100-Hard coal and derivatives | KTOE | UK | 2013 | nrg_101a | 114.2955
Imports | 2121 | 2121-Coke Oven Coke | KTOE | UA | 2013 | nrg_101a | 20.0087
Imports | 2121 | 2121-Coke Oven Coke | KTOE | SI | 2013 | nrg_101a | 0.88341
Imports | 3286 | 3286-Paraffin Waxes | KTOE | FI | 2010 | nrg_102a | 0.12142
Imports | 3286 | 3286-Paraffin Waxes | KTOE | UK | 2011 | nrg_102a | 1.5994
Primary production | 5540 | 5540-Biomass and renewable wastes | KTOE | LT | 2009 | nrg_107a | 46.6828
Imports | 5540 | 5540-Biomass and renewable wastes | KTOE | FR | 2010 | nrg_107a | 15.0181
Imports | 5540 | 5540-Biomass and renewable wastes | KTOE | SK | 2010 | nrg_107a | 1.658
Imports | 5540 | 5540-Biomass and renewable wastes | KTOE | SI | 2013 | nrg_107a | 2.4535
Imports | 5540 | 5540-Biomass and renewable wastes | KTOE | XK | 2013 | nrg_107a | 0.029308
Imports | 5547 | 5547-Biodiesels | KTOE | SI | 2010 | nrg_107a | 1.0593
Primary production | 5547 | 5547-Biodiesels | KTOE | NL | 2009 | nrg_107a | 10.1362
Imports | 5547 | 5547-Biodiesels | KTOE | BG | 2012 | nrg_107a | 3.4709
Imports | 5547 | 5547-Biodiesels | KTOE | DK | 2012 | nrg_107a | 11.2541
Imports | 2118 | 2118-Sub-bituminous Coal | KTOE | AT | 2011 | nrg_110a | 1.5617
Imports | 2121 | 2121-Coke Oven Coke | KTOE | AT | 2011 | nrg_110a | 32.2635
Imports | 2121 | 2121-Coke Oven Coke | KTOE | SE | 2011 | nrg_110a | 6.1002
Imports | 2121 | 2121-Coke Oven Coke | KTOE | SI | 2010 | nrg_110a | 0.8248
Transformation output from Coke Ovens | 2121 | 2121-Coke Oven Coke | KTOE | AT | 2009 | nrg_110a | 34.7128
Transformation output from Coke Ovens | 2121 | 2121-Coke Oven Coke | KTOE | DE | 2011 | nrg_110a | 227.7159
Imports | 3286 | 3286-Paraffin Waxes | KTOE | FI | 2011 | nrg_110a | 0.20097
Imports | 3286 | 3286-Paraffin Waxes | KTOE | UK | 2010 | nrg_110a | 1.6789
Primary production | 5547 | 5547-Biodiesels | KTOE | LT | 2014 | nrg_110a | 4.4296
Imports | 5547 | 5547-Biodiesels | KTOE | BE | 2012 | nrg_110a | 3.3076
Primary production | 5547 | 5547-Biodiesels | KTOE | SK | 2013 | nrg_107a | 3.9691
Primary production | 5547 | 5547-Biodiesels | KTOE | SK | 2012 | nrg_110a | 4.1575
Primary production | 2100 | 2100-Hard coal and derivatives | KTOE | TR | 2011 | nrg_101a | 81.6259
Primary production | 2118 | 2118-Sub-bituminous Coal | KTOE | TR | 2009 | nrg_101a | 19.925
Imports | 2100 | 2100-Hard coal and derivatives | KTOE | AL | 2010 | nrg_101a | 4.5427
Transformation input in Coke Ovens | 2100 | 2100-Hard coal and derivatives | KTOE | ES | 2009 | nrg_101a | 66.7543
Imports | 2121 | 2121-Coke Oven Coke | KTOE | NO | 2009 | nrg_101a | 7.9507
Imports | 2121 | 2121-Coke Oven Coke | KTOE | PL | 2009 | nrg_110a | 1.5659
Imports | 2121 | 2121-Coke Oven Coke | KTOE | NO | 2011 | nrg_110a | 12.9665
Imports | 5547 | 5547-Biodiesels | KTOE | PL | 2009 | nrg_110a | 5.8197
Imports | 2100 | 2100-Hard coal and derivatives | KTOE | CY | 2009 | nrg_101a | 0.74944
Imports | 2121 | 2121-Coke Oven Coke | KTOE | PT | 2009 | nrg_101a | 0.029308
Imports | 3193 | 3193-Other hydrocarbons | KTOE | RO | 2010 | nrg_102a | 0.21353
Primary production | 5540 | 5540-Biomass and renewable wastes | KTOE | PT | 2014 | nrg_107a | 131.8423
Imports | 5540 | 5540-Biomass and renewable wastes | KTOE | PT | 2013 | nrg_107a | 2.8805
Imports | 5547 | 5547-Biodiesels | KTOE | CY | 2012 | nrg_107a | 0.4438
Imports | 2121 | 2121-Coke Oven Coke | KTOE | PT | 2009 | nrg_110a | 0.029308
Imports | 3286 | 3286-Paraffin Waxes | KTOE | RS | 2012 | nrg_110a | 0.20097
Primary production | 5547 | 5547-Biodiesels | KTOE | PL | 2013 | nrg_110a | 24.2081
Imports | 2100 | 2100-Hard coal and derivatives | KTOE | ES | 2011 | nrg_101a | 398.5289
Transformation input in Coke Ovens | 2100 | 2100-Hard coal and derivatives | KTOE | BE | 2014 | nrg_101a | 57.154
Transformation input in Coke Ovens | 2100 | 2100-Hard coal and derivatives | KTOE | SE | 2011 | nrg_101a | 48.5083
Transformation output from Coke Ovens | 2100 | 2100-Hard coal and derivatives | KTOE | FR | 2014 | nrg_101a | 97.833
Transformation output from Coke Ovens | 2100 | 2100-Hard coal and derivatives | KTOE | HU | 2010 | nrg_101a | 31.4261
Consumption in Coal Mines | 2000 | 2000-Solid fuels | KTOE | EE | 2014 | nrg_100a | 0.1591
Consumption in Coal Mines | 2000 | 2000-Solid fuels | KTOE | HU | 2014 | nrg_100a | 0.046055
Imports | 3000 | 3000-Total petroleum products | KTOE | EE | 2012 | nrg_100a | 94.45
Imports | 3000 | 3000-Total petroleum products | KTOE | EL | 2012 | nrg_100a | 1183.9642
Imports | 3000 | 3000-Total petroleum products | KTOE | ME | 2011 | nrg_100a | 13.0126
Imports | 3000 | 3000-Total petroleum products | KTOE | MT | 2013 | nrg_100a | 95.5218
Consumption in Coal Mines | 3000 | 3000-Total petroleum products | KTOE | RO | 2009 | nrg_100a | 0.12979
Transformation output from Coke Ovens | 2000 | 2000-Solid fuels | KTOE | NL | 2013 | nrg_101a | 59.8126
Transformation output from Coke Ovens | 2000 | 2000-Solid fuels | KTOE | PL | 2009 | nrg_101a | 213.9329
Transformation output from BKB / PB Plants | 2000 | 2000-Solid fuels | KTOE | LT | 2014 | nrg_101a | 0.12142
Transformation output from BKB / PB Plants | 2000 | 2000-Solid fuels | KTOE | UA | 2010 | nrg_101a | 4.8986
Transformation input in Coke Ovens | 2000 | 2000-Solid fuels | KTOE | IT | 2013 | nrg_101a | 89.1119
Primary production | 2000 | 2000-Solid fuels | KTOE | EL | 2009 | nrg_101a | 342.3086
Primary production | 2000 | 2000-Solid fuels | KTOE | SE | 2011 | nrg_101a | 9.1984
Primary production | 2000 | 2000-Solid fuels | KTOE | RS | 2013 | nrg_101a | 321.1652
Imports | 2000 | 2000-Solid fuels | KTOE | HU | 2011 | nrg_101a | 52.6197
Imports | 2000 | 2000-Solid fuels | KTOE | MD | 2014 | nrg_101a | 3.5797
Imports | 2000 | 2000-Solid fuels | KTOE | NO | 2011 | nrg_101a | 32.8915
Consumption in Coke Ovens | 2000 | 2000-Solid fuels | KTOE | PL | 2013 | nrg_101a | 1.5952
Consumption in BKB / PB Plants | 2000 | 2000-Solid fuels | KTOE | CZ | 2009 | nrg_101a | 0.1591
Primary production | 3000 | 3000-Total petroleum products | KTOE | DK | 2014 | nrg_102a | 338.4651
Primary production | 3000 | 3000-Total petroleum products | KTOE | HU | 2011 | nrg_102a | 37.3798
Primary production | 3000 | 3000-Total petroleum products | KTOE | RS | 2011 | nrg_102a | 45.724
Imports | 3000 | 3000-Total petroleum products | KTOE | FR | 2012 | nrg_102a | 4245.5199
Imports | 3000 | 3000-Total petroleum products | KTOE | IS | 2014 | nrg_102a | 31.6564
Imports | 3000 | 3000-Total petroleum products | KTOE | IE | 2012 | nrg_102a | 347.7682
Imports | 3000 | 3000-Total petroleum products | KTOE | MD | 2011 | nrg_102a | 34.9723
Imports | 3000 | 3000-Total petroleum products | KTOE | SK | 2009 | nrg_102a | 287.382
Imports | 3000 | 3000-Total petroleum products | KTOE | TR | 2010 | nrg_102a | 1514.7131
Transformation input in Gas Works | 3000 | 3000-Total petroleum products | KTOE | SE | 2010 | nrg_102a | 0.57359
Primary production | 2000 | 2000-Solid fuels | KTOE | SI | 2010 | nrg_100a | 50.0741
Primary production | 2000 | 2000-Solid fuels | KTOE | SI | 2011 | nrg_110a | 50.2625
Primary production | 2000 | 2000-Solid fuels | KTOE | SI | 2014 | nrg_101a | 34.2522
Primary production | 3000 | 3000-Total petroleum products | KTOE | SK | 2009 | nrg_100a | 0.72432
Transformation input in Coke Ovens | 2000 | 2000-Solid fuels | KTOE | EE | 2014 | nrg_101a | 1.1346
Transformation input in BKB / PB Plants | 2000 | 2000-Solid fuels | KTOE | EE | 2010 | nrg_101a | 1.4403
Imports | 2000 | 2000-Solid fuels | KTOE | PL | 2014 | nrg_101a | 269.2489
Imports | 3000 | 3000-Total petroleum products | KTOE | NO | 2010 | nrg_102a | 251.0238
Consumption in Oil and gas extraction | 3000 | 3000-Total petroleum products | KTOE | UA | 2010 | nrg_102a | 1.7501
Transformation input in Coke Ovens | 2000 | 2000-Solid fuels | KTOE | EE | 2010 | nrg_110a | 0.90016
Transformation input in Coke Ovens | 2000 | 2000-Solid fuels | KTOE | ES | 2012 | nrg_110a | 69.6474
Imports | 3000 | 3000-Total petroleum products | KTOE | AL | 2014 | nrg_110a | 63.3212
Imports | 3000 | 3000-Total petroleum products | KTOE | NO | 2014 | nrg_110a | 229.1896
Imports | 3000 | 3000-Total petroleum products | KTOE | PL | 2012 | nrg_110a | 1220.7495
Transformation input in Coke Ovens | 2000 | 2000-Solid fuels | KTOE | ES | 2014 | nrg_100a | 59.126
Imports | 3000 | 3000-Total petroleum products | KTOE | PL | 2012 | nrg_100a | 1220.7495
Consumption in Oil and gas extraction | 3000 | 3000-Total petroleum products | KTOE | UA | 2013 | nrg_100a | 1.3649
Transformation output from Coke Ovens | 2000 | 2000-Solid fuels | KTOE | FI | 2011 | nrg_101a | 24.3588
Transformation output from Coke Ovens | 2000 | 2000-Solid fuels | KTOE | IT | 2013 | nrg_101a | 68.8268
Transformation input in BKB / PB Plants | 2000 | 2000-Solid fuels | KTOE | CZ | 2009 | nrg_101a | 4.237
Transformation input in BKB / PB Plants | 2000 | 2000-Solid fuels | KTOE | DE | 2009 | nrg_101a | 100.4455
Primary production | 2000 | 2000-Solid fuels | KTOE | LV | 2013 | nrg_101a | 0.10048
Imports | 2000 | 2000-Solid fuels | KTOE | EE | 2010 | nrg_101a | 1.9301
Imports | 2000 | 2000-Solid fuels | KTOE | EL | 2010 | nrg_101a | 16.7765
Imports | 2000 | 2000-Solid fuels | KTOE | PT | 2013 | nrg_101a | 105.8716
Primary production | 3000 | 3000-Total petroleum products | KTOE | MD | 2013 | nrg_102a | 0.33913
Transformation input in Coke Ovens | 2000 | 2000-Solid fuels | KTOE | AT | 2009 | nrg_110a | 49.0693
Transformation output from Coke Ovens | 2000 | 2000-Solid fuels | KTOE | HU | 2013 | nrg_110a | 28.3698
Imports | 3000 | 3000-Total petroleum products | KTOE | PT | 2013 | nrg_110a | 674.5898
Transformation output from Coke Ovens | 2000 | 2000-Solid fuels | KTOE | FI | 2009 | nrg_100a | 21.2983
Transformation output from Coke Ovens | 2000 | 2000-Solid fuels | KTOE | ES | 2013 | nrg_100a | 52.6406
Transformation output from Coke Ovens | 2000 | 2000-Solid fuels | KTOE | IT | 2011 | nrg_100a | 136.4562
Transformation output from Gas Works | 4000 | 4000-Gas | KTOE | HR | 2009 | nrg_103a | 0.19678
Consumption in Oil and gas extraction | 4000 | 4000-Gas | KTOE | EE | 2013 | nrg_103a | 0.32657
Primary production | 4100 | 4100-Natural gas | KTOE | NL | 2012 | nrg_103a | 2404.6718
Imports | 4100 | 4100-Natural gas | KTOE | AT | 2014 | nrg_103a | 348.0738
Imports | 4100 | 4100-Natural gas | KTOE | DK | 2012 | nrg_103a | 34.4071
Imports | 4100 | 4100-Natural gas | KTOE | SI | 2011 | nrg_103a | 30.8107
Imports | 4100 | 4100-Natural gas | KTOE | SE | 2012 | nrg_103a | 42.1443
Imports | 4100 | 4100-Natural gas | KTOE | UA | 2012 | nrg_103a | 1113.5967
Consumption in Oil and gas extraction | 4100 | 4100-Natural gas | KTOE | AT | 2014 | nrg_103a | 3.9482
Consumption in Oil and gas extraction | 4100 | 4100-Natural gas | KTOE | AL | 2010 | nrg_103a | 0.18841
Consumption in Oil and gas extraction | 4100 | 4100-Natural gas | KTOE | EL | 2009 | nrg_103a | 1.1179
Consumption in Oil and gas extraction | 4100 | 4100-Natural gas | KTOE | ES | 2011 | nrg_103a | 0.020934
Primary production | 4000 | 4000-Gas | KTOE | NL | 2012 | nrg_103a | 2404.6718
Imports | 4000 | 4000-Gas | KTOE | BE | 2009 | nrg_103a | 753.2179
Imports | 4000 | 4000-Gas | KTOE | FI | 2013 | nrg_103a | 119.6127
Imports | 4000 | 4000-Gas | KTOE | UK | 2014 | nrg_103a | 1502.6341
Primary production | 7200 | 7200-Waste (non-renewable) | KTOE | NO | 2014 | nrg_108a | 9.3952
Primary production | 7200 | 7200-Waste (non-renewable) | KTOE | NL | 2012 | nrg_108a | 28.0976
Imports | 2210 | 2210-Lignite/Brown Coal | KTOE | SI | 2014 | nrg_110a | 0.53591
Primary production | 3105 | 3105-Crude oil (without NGL) | KTOE | NO | 2009 | nrg_110a | 4250.2426
Imports | 3105 | 3105-Crude oil (without NGL) | KTOE | SE | 2014 | nrg_110a | 779.0379
Imports | 3270A | 3270A-Total fuel oil | KTOE | DK | 2010 | nrg_110a | 101.442
Imports | 3270A | 3270A-Total fuel oil | KTOE | UA | 2012 | nrg_110a | 6.2007
Consumption in Coal Mines | 3270A | 3270A-Total fuel oil | KTOE | DE | 2010 | nrg_110a | 0.041868
Imports | 4000 | 4000-Gas | KTOE | DK | 2010 | nrg_110a | 5.694
Imports | 4000 | 4000-Gas | KTOE | SE | 2012 | nrg_110a | 42.1443
Consumption in Oil and gas extraction | 4000 | 4000-Gas | KTOE | AL | 2014 | nrg_110a | 0.75362
Consumption in Oil and gas extraction | 4000 | 4000-Gas | KTOE | DK | 2009 | nrg_110a | 26.3015
Consumption in Oil and gas extraction | 4000 | 4000-Gas | KTOE | EE | 2011 | nrg_110a | 0.46892
Consumption in Oil and gas extraction | 4000 | 4000-Gas | KTOE | EL | 2011 | nrg_110a | 0.82899
Transformation output from Coke Ovens | 4000 | 4000-Gas | KTOE | AT | 2012 | nrg_110a | 9.6255
Transformation output from Coke Ovens | 4000 | 4000-Gas | KTOE | DE | 2014 | nrg_110a | 65.4397
Transformation output from Coke Ovens | 4000 | 4000-Gas | KTOE | UK | 2012 | nrg_110a | 26.7537
Imports | 4100 | 4100-Natural gas | KTOE | BE | 2011 | nrg_110a | 746.8246
Consumption in Oil and gas extraction | 4100 | 4100-Natural gas | KTOE | AL | 2012 | nrg_110a | 0.36006
Consumption in Oil and gas extraction | 4100 | 4100-Natural gas | KTOE | AT | 2012 | nrg_110a | 8.6625
Consumption in Oil and gas extraction | 4100 | 4100-Natural gas | KTOE | CZ | 2013 | nrg_110a | 0.13816
Consumption in Oil and gas extraction | 4100 | 4100-Natural gas | KTOE | EL | 2013 | nrg_110a | 0.70338
Primary production | 4000 | 4000-Gas | KTOE | NO | 2011 | nrg_100a | 3757.004
Primary production | 7200 | 7200-Waste (non-renewable) | KTOE | LV | 2011 | nrg_100a | 0.15491
Transformation output from Coke Ovens | 4000 | 4000-Gas | KTOE | BE | 2010 | nrg_100a | 15.1311
Transformation output from Coke Ovens | 4000 | 4000-Gas | KTOE | AT | 2014 | nrg_100a | 9.077
Imports | 4000 | 4000-Gas | KTOE | AT | 2012 | nrg_100a | 487.0169
Imports | 4000 | 4000-Gas | KTOE | SI | 2010 | nrg_100a | 35.8725
Consumption in Coke Ovens | 4000 | 4000-Gas | KTOE | UK | 2012 | nrg_100a | 15.6419
Imports | 4000 | 4000-Gas | KTOE | NL | 2010 | nrg_110a | 772.5944
Imports | 4000 | 4000-Gas | KTOE | SK | 2013 | nrg_110a | 182.4566
Transformation input in Gas Works | 4000 | 4000-Gas | KTOE | HR | 2010 | nrg_110a | 0.18003
Transformation input in Gas Works | 4000 | 4000-Gas | KTOE | SE | 2013 | nrg_110a | 0.10467
Consumption in Oil and gas extraction | 4000 | 4000-Gas | KTOE | IT | 2012 | nrg_110a | 34.9095
Consumption in Oil and gas extraction | 4000 | 4000-Gas | KTOE | NL | 2013 | nrg_110a | 30.078
Consumption in Oil and gas extraction | 4000 | 4000-Gas | KTOE | NO | 2009 | nrg_110a | 159.9944
Transformation output from Coke Ovens | 4000 | 4000-Gas | KTOE | NL | 2009 | nrg_110a | 14.0509
Consumption in Coke Ovens | 4000 | 4000-Gas | KTOE | PL | 2012 | nrg_110a | 38.5186
Consumption in Coke Ovens | 4000 | 4000-Gas | KTOE | SE | 2013 | nrg_110a | 3.7263
Consumption in Gas Works | 4000 | 4000-Gas | KTOE | PL | 2011 | nrg_110a | 0.0083736
Consumption in Pipeline transport | 4000 | 4000-Gas | KTOE | BE | 2013 | nrg_110a | 1.905
Primary production | 4100 | 4100-Natural gas | KTOE | BG | 2014 | nrg_110a | 6.6779
Primary production | 4100 | 4100-Natural gas | KTOE | CZ | 2010 | nrg_110a | 8.4448
Primary production | 4100 | 4100-Natural gas | KTOE | EL | 2009 | nrg_110a | 0.48986
Imports | 4100 | 4100-Natural gas | KTOE | HU | 2014 | nrg_110a | 311.343
Imports | 4100 | 4100-Natural gas | KTOE | MD | 2012 | nrg_110a | 93.8555
Imports | 4100 | 4100-Natural gas | KTOE | NL | 2011 | nrg_110a | 690.3866
Imports | 4100 | 4100-Natural gas | KTOE | TR | 2013 | nrg_110a | 1560.5878
Transformation input in Gas Works | 4100 | 4100-Natural gas | KTOE | DK | 2014 | nrg_110a | 0.67826
Consumption in Oil and gas extraction | 4100 | 4100-Natural gas | KTOE | IT | 2014 | nrg_110a | 35.7469
Transformation output from Coke Ovens | 2100 | 2100-Hard coal and derivatives | KTOE | SK | 2011 | nrg_101a | 48.4329
Transformation input in Patent Fuel Plants | 2118 | 2118-Sub-bituminous Coal | KTOE | HU | 2009 | nrg_101a | 0.016747
Imports | 2121 | 2121-Coke Oven Coke | KTOE | ES | 2009 | nrg_101a | 3.4499
Imports | 2121 | 2121-Coke Oven Coke | KTOE | RO | 2014 | nrg_101a | 21.0345
Transformation output from Coke Ovens | 2121 | 2121-Coke Oven Coke | KTOE | ES | 2010 | nrg_101a | 58.4519
Transformation output from Coke Ovens | 2121 | 2121-Coke Oven Coke | KTOE | PL | 2011 | nrg_101a | 267.2434
Transformation output from Coke Ovens | 2121 | 2121-Coke Oven Coke | KTOE | SE | 2009 | nrg_101a | 28.1311
Transformation output from Coke Ovens | 2121 | 2121-Coke Oven Coke | KTOE | TR | 2010 | nrg_101a | 121.8108
Transformation input in Gas Works | 2410 | 2410-Oil shale and oil sands | KTOE | EE | 2011 | nrg_101a | 11.4635
Imports | 3286 | 3286-Paraffin Waxes | KTOE | MK | 2014 | nrg_102a | 0.041868
Primary production | 5540 | 5540-Biomass and renewable wastes | KTOE | BE | 2013 | nrg_107a | 96.9286
Primary production | 5540 | 5540-Biomass and renewable wastes | KTOE | HU | 2013 | nrg_107a | 77.3846
Primary production | 5540 | 5540-Biomass and renewable wastes | KTOE | FR | 2009 | nrg_107a | 534.2357
Imports | 5540 | 5540-Biomass and renewable wastes | KTOE | ES | 2011 | nrg_107a | 57.288
Imports | 5540 | 5540-Biomass and renewable wastes | KTOE | EL | 2014 | nrg_107a | 5.3005
Imports | 5540 | 5540-Biomass and renewable wastes | KTOE | RO | 2011 | nrg_107a | 4.8023
Primary production | 5547 | 5547-Biodiesels | KTOE | FR | 2009 | nrg_107a | 77.707
Imports | 2118 | 2118-Sub-bituminous Coal | KTOE | MK | 2014 | nrg_110a | 3.9398
Consumption in Coal Mines | 2118 | 2118-Sub-bituminous Coal | KTOE | HU | 2010 | nrg_110a | 0.066989
Imports | 2121 | 2121-Coke Oven Coke | KTOE | MK | 2009 | nrg_110a | 0.058615
Transformation output from Coke Ovens | 2121 | 2121-Coke Oven Coke | KTOE | HU | 2012 | nrg_110a | 29.2406
Transformation output from Coke Ovens | 2121 | 2121-Coke Oven Coke | KTOE | NL | 2009 | nrg_110a | 48.1649
Transformation output from Coke Ovens | 2121 | 2121-Coke Oven Coke | KTOE | SK | 2013 | nrg_110a | 43.9195
Primary production | 5547 | 5547-Biodiesels | KTOE | FR | 2012 | nrg_110a | 81.4207
Primary production | 5547 | 5547-Biodiesels | KTOE | HR | 2013 | nrg_110a | 1.2393
Imports | 5547 | 5547-Biodiesels | KTOE | ES | 2009 | nrg_110a | 17.078
Primary production | 2100 | 2100-Hard coal and derivatives | KTOE | CZ | 2012 | nrg_101a | 307.7005
Primary production | 2100 | 2100-Hard coal and derivatives | KTOE | UA | 2009 | nrg_101a | 1356.2887
Imports | 2100 | 2100-Hard coal and derivatives | KTOE | MD | 2014 | nrg_101a | 3.5797
Imports | 2100 | 2100-Hard coal and derivatives | KTOE | SK | 2009 | nrg_101a | 130.8166
Transformation input in Coke Ovens | 2100 | 2100-Hard coal and derivatives | KTOE | FI | 2013 | nrg_101a | 35.9227
Transformation input in Coke Ovens | 2100 | 2100-Hard coal and derivatives | KTOE | IT | 2013 | nrg_101a | 89.1119
Transformation input in Coke Ovens | 2100 | 2100-Hard coal and derivatives | KTOE | UA | 2011 | nrg_101a | 803.3046
Consumption in Coke Ovens | 2100 | 2100-Hard coal and derivatives | KTOE | IT | 2013 | nrg_101a | 1.457
Consumption in Coke Ovens | 2100 | 2100-Hard coal and derivatives | KTOE | PL | 2013 | nrg_101a | 1.5952
Imports | 2121 | 2121-Coke Oven Coke | KTOE | CZ | 2011 | nrg_101a | 16.1317
Imports | 2121 | 2121-Coke Oven Coke | KTOE | LV | 2011 | nrg_101a | 0.083736
Primary production | 2410 | 2410-Oil shale and oil sands | KTOE | EE | 2013 | nrg_101a | 182.5487
Imports | 3286 | 3286-Paraffin Waxes | KTOE | CZ | 2009 | nrg_102a | 0.6029
Primary production | 5540 | 5540-Biomass and renewable wastes | KTOE | DK | 2012 | nrg_107a | 85.9383
Primary production | 5540 | 5540-Biomass and renewable wastes | KTOE | BG | 2012 | nrg_107a | 47.5997
Primary production | 5540 | 5540-Biomass and renewable wastes | KTOE | EL | 2013 | nrg_107a | 44.9244
Primary production | 5540 | 5540-Biomass and renewable wastes | KTOE | IE | 2014 | nrg_107a | 14.1681
Primary production | 5540 | 5540-Biomass and renewable wastes | KTOE | IS | 2014 | nrg_107a | 0.071176
Primary production | 5540 | 5540-Biomass and renewable wastes | KTOE | IT | 2014 | nrg_107a | 417.5286
Primary production | 5540 | 5540-Biomass and renewable wastes | KTOE | RS | 2010 | nrg_107a | 43.392
Primary production | 5540 | 5540-Biomass and renewable wastes | KTOE | UK | 2010 | nrg_107a | 190.4157
Imports | 5540 | 5540-Biomass and renewable wastes | KTOE | CZ | 2010 | nrg_107a | 5.1037
Imports | 5540 | 5540-Biomass and renewable wastes | KTOE | IE | 2013 | nrg_107a | 3.6844
Imports | 5540 | 5540-Biomass and renewable wastes | KTOE | HR | 2009 | nrg_107a | 0.37681
Imports | 5540 | 5540-Biomass and renewable wastes | KTOE | IS | 2011 | nrg_107a | 0.0041868
Consumption in BKB / PB Plants | 5540 | 5540-Biomass and renewable wastes | KTOE | DE | 2013 | nrg_107a | 0.020934
Imports | 5547 | 5547-Biodiesels | KTOE | SK | 2011 | nrg_107a | 1.0886
Primary production | 5547 | 5547-Biodiesels | KTOE | IS | 2013 | nrg_107a | 0.0041868
Imports | 5547 | 5547-Biodiesels | KTOE | DE | 2013 | nrg_107a | 30.5427
Imports | 5547 | 5547-Biodiesels | KTOE | LU | 2009 | nrg_107a | 1.7166
Imports | 5547 | 5547-Biodiesels | KTOE | IT | 2014 | nrg_107a | 26.9379
Imports | 2118 | 2118-Sub-bituminous Coal | KTOE | HU | 2009 | nrg_110a | 6.1839
Primary production | 2118 | 2118-Sub-bituminous Coal | KTOE | ES | 2013 | nrg_110a | 24.3253
Primary production | 2118 | 2118-Sub-bituminous Coal | KTOE | RO | 2010 | nrg_110a | 0.087923
Imports | 2121 | 2121-Coke Oven Coke | KTOE | CZ | 2013 | nrg_110a | 12.2255
Transformation input in Patent Fuel Plants | 3000 | 3000-Total petroleum products | KTOE | UK | 2011 | nrg_100a | 3.0899
Transformation input in Coke Ovens | 2000 | 2000-Solid fuels | KTOE | AT | 2011 | nrg_100a | 51.9163
Transformation input in Patent Fuel Plants | 2000 | 2000-Solid fuels | KTOE | UK | 2013 | nrg_100a | 6.6026
Transformation input in Patent Fuel Plants | 2000 | 2000-Solid fuels | KTOE | UA | 2013 | nrg_100a | 0.72432
Consumption in Coal Mines | 3000 | 3000-Total petroleum products | KTOE | MK | 2013 | nrg_100a | 0.083736
Transformation output from Coke Ovens | 2000 | 2000-Solid fuels | KTOE | SE | 2014 | nrg_101a | 31.7192
Transformation input in Coke Ovens | 2000 | 2000-Solid fuels | KTOE | FR | 2014 | nrg_101a | 137.1889
Transformation input in Coke Ovens | 2000 | 2000-Solid fuels | KTOE | RO | 2010 | nrg_101a | 0.083736
Transformation input in Coke Ovens | 2000 | 2000-Solid fuels | KTOE | SE | 2010 | nrg_101a | 55.4081
Imports | 2000 | 2000-Solid fuels | KTOE | ES | 2014 | nrg_101a | 399.0062
Consumption in Coal Mines | 2000 | 2000-Solid fuels | KTOE | EE | 2013 | nrg_101a | 0.19259
Consumption in Coal Mines | 2000 | 2000-Solid fuels | KTOE | PL | 2014 | nrg_101a | 0.8248
Consumption in BKB / PB Plants | 2000 | 2000-Solid fuels | KTOE | IE | 2014 | nrg_101a | 0.5066
Primary production | 3000 | 3000-Total petroleum products | KTOE | AL | 2012 | nrg_102a | 42.8896
Primary production | 3000 | 3000-Total petroleum products | KTOE | FR | 2009 | nrg_102a | 52.8667
Primary production | 3000 | 3000-Total petroleum products | KTOE | HR | 2009 | nrg_102a | 34.7253
Primary production | 3000 | 3000-Total petroleum products | KTOE | UK | 2010 | nrg_102a | 2664.8228
Imports | 3000 | 3000-Total petroleum products | KTOE | EL | 2013 | nrg_102a | 1129.9001
Consumption in Coal Mines | 3000 | 3000-Total petroleum products | KTOE | RO | 2010 | nrg_102a | 0.25539
Consumption in Coal Mines | 2000 | 2000-Solid fuels | KTOE | EE | 2014 | nrg_110a | 0.1591
Primary production | 2000 | 2000-Solid fuels | KTOE | XK | 2014 | nrg_110a | 56.2036
Imports | 2000 | 2000-Solid fuels | KTOE | ES | 2012 | nrg_110a | 542.5423
Imports | 2000 | 2000-Solid fuels | KTOE | EL | 2009 | nrg_110a | 7.1008
Imports | 2000 | 2000-Solid fuels | KTOE | ME | 2012 | nrg_110a | 0.0083736
Transformation input in Coke Ovens | 2000 | 2000-Solid fuels | KTOE | SE | 2010 | nrg_110a | 55.4081
Transformation output from BKB / PB Plants | 2000 | 2000-Solid fuels | KTOE | RS | 2009 | nrg_110a | 8.7002
Transformation output from BKB / PB Plants | 2000 | 2000-Solid fuels | KTOE | UA | 2011 | nrg_110a | 4.4799
Transformation output from Coke Ovens | 2000 | 2000-Solid fuels | KTOE | NL | 2010 | nrg_110a | 61.6255
Transformation output from Coke Ovens | 2000 | 2000-Solid fuels | KTOE | SK | 2014 | nrg_110a | 46.5991
Imports | 3000 | 3000-Total petroleum products | KTOE | NL | 2012 | nrg_110a | 6125.6568
Imports | 3000 | 3000-Total petroleum products | KTOE | MK | 2012 | nrg_110a | 51.4055
Primary production | 3000 | 3000-Total petroleum products | KTOE | HR | 2014 | nrg_110a | 25.4139
Primary production | 3000 | 3000-Total petroleum products | KTOE | UA | 2009 | nrg_110a | 165.2279
Transformation input in Coke Ovens | 3000 | 3000-Total petroleum products | KTOE | SE | 2010 | nrg_110a | 1.0258
Consumption in Coal Mines | 3000 | 3000-Total petroleum products | KTOE | RO | 2009 | nrg_110a | 0.12979
Transformation output from Coke Ovens | 2000 | 2000-Solid fuels | KTOE | PL | 2014 | nrg_100a | 287.1642
Primary production | 2000 | 2000-Solid fuels | KTOE | ES | 2012 | nrg_100a | 103.0246
Primary production | 2000 | 2000-Solid fuels | KTOE | HU | 2012 | nrg_100a | 67.2609
Primary production | 2000 | 2000-Solid fuels | KTOE | UA | 2010 | nrg_100a | 1349.9583
Primary production | 2000 | 2000-Solid fuels | KTOE | XK | 2012 | nrg_100a | 62.6345
Primary production | 2000 | 2000-Solid fuels | KTOE | UK | 2010 | nrg_100a | 435.5026
Imports | 2000 | 2000-Solid fuels | KTOE | MK | 2013 | nrg_100a | 4.2412
Imports | 2000 | 2000-Solid fuels | KTOE | NL | 2014 | nrg_100a | 1200.3556
Transformation input in Gas Works | 2000 | 2000-Solid fuels | KTOE | EE | 2010 | nrg_100a | 11.3295
Transformation output from BKB / PB Plants | 2000 | 2000-Solid fuels | KTOE | UA | 2013 | nrg_100a | 5.38
Consumption in Coal Mines | 2000 | 2000-Solid fuels | KTOE | UK | 2010 | nrg_100a | 0.12979
Imports | 3000 | 3000-Total petroleum products | KTOE | ES | 2012 | nrg_100a | 3296.59
Imports | 3000 | 3000-Total petroleum products | KTOE | MK | 2009 | nrg_100a | 55.4835
Consumption in Oil and gas extraction | 3000 | 3000-Total petroleum products | KTOE | HU | 2014 | nrg_100a | 0.51498
Transformation input in Coke Ovens | 2000 | 2000-Solid fuels | KTOE | CZ | 2012 | nrg_101a | 95.7605
Transformation input in Coke Ovens | 2000 | 2000-Solid fuels | KTOE | TR | 2010 | nrg_101a | 154.9786
Transformation input in Coke Ovens | 2000 | 2000-Solid fuels | KTOE | UA | 2013 | nrg_101a | 721.1261
Transformation input in Gas Works | 2000 | 2000-Solid fuels | KTOE | CZ | 2011 | nrg_101a | 20.105
Transformation input in Gas Works | 2000 | 2000-Solid fuels | KTOE | UA | 2014 | nrg_101a | 1.2812
Primary production | 2000 | 2000-Solid fuels | KTOE | CZ | 2011 | nrg_101a | 874.857
Primary production | 2000 | 2000-Solid fuels | KTOE | EE | 2012 | nrg_101a | 168.9458
Primary production | 2000 | 2000-Solid fuels | KTOE | PL | 2013 | nrg_101a | 2379.5594
Imports | 2000 | 2000-Solid fuels | KTOE | CY | 2009 | nrg_101a | 0.75362
Imports | 2000 | 2000-Solid fuels | KTOE | DE | 2014 | nrg_101a | 1556.1247
Imports | 2000 | 2000-Solid fuels | KTOE | LT | 2014 | nrg_101a | 9.1733
Imports | 2000 | 2000-Solid fuels | KTOE | IT | 2013 | nrg_101a | 551.8956
Imports | 2000 | 2000-Solid fuels | KTOE | LV | 2010 | nrg_101a | 4.8064
Consumption in Oil and gas extraction | 4100 | 4100-Natural gas | KTOE | PT | 2013 | nrg_110a | 0.0083736
Consumption in Oil and gas extraction | 4100 | 4100-Natural gas | KTOE | PL | 2013 | nrg_110a | 9.2989
Consumption in Oil and gas extraction | 4100 | 4100-Natural gas | KTOE | UA | 2011 | nrg_110a | 20.4693
Primary production | 5100 | 5100-Nuclear heat | KTOE | CZ | 2013 | nrg_110a | 333.0809
Primary production | 5100 | 5100-Nuclear heat | KTOE | FI | 2014 | nrg_110a | 254.6621
Primary production | 7200 | 7200-Waste (non-renewable) | KTOE | BG | 2014 | nrg_110a | 0.9504
Primary production | 7200 | 7200-Waste (non-renewable) | KTOE | CZ | 2012 | nrg_110a | 9.4077
Primary production | 7200 | 7200-Waste (non-renewable) | KTOE | FI | 2013 | nrg_110a | 8.7588
Primary production | 7200 | 7200-Waste (non-renewable) | KTOE | ES | 2011 | nrg_110a | 8.1643
Primary production | 7200 | 7200-Waste (non-renewable) | KTOE | IE | 2010 | nrg_110a | 0.36006
Primary production | 7200 | 7200-Waste (non-renewable) | KTOE | RS | 2011 | nrg_110a | 0.28889
Primary production | 7200 | 7200-Waste (non-renewable) | KTOE | SE | 2011 | nrg_110a | 21.4992
Imports | 7200 | 7200-Waste (non-renewable) | KTOE | HU | 2014 | nrg_110a | 0.1591
Imports | 7200 | 7200-Waste (non-renewable) | KTOE | SK | 2011 | nrg_110a | 0.21771
Primary production | 4000 | 4000-Gas | KTOE | CZ | 2009 | nrg_100a | 7.6074
Primary production | 4000 | 4000-Gas | KTOE | DE | 2014 | nrg_100a | 327.8474
Primary production | 4000 | 4000-Gas | KTOE | DK | 2013 | nrg_100a | 179.2746
Primary production | 4000 | 4000-Gas | KTOE | IT | 2010 | nrg_100a | 288.2402
Primary production | 4000 | 4000-Gas | KTOE | RS | 2012 | nrg_100a | 17.7855
Primary production | 7200 | 7200-Waste (non-renewable) | KTOE | CZ | 2011 | nrg_100a | 9.19
Primary production | 7200 | 7200-Waste (non-renewable) | KTOE | DE | 2012 | nrg_100a | 168.1377
Primary production | 7200 | 7200-Waste (non-renewable) | KTOE | FI | 2011 | nrg_100a | 6.0499
Primary production | 7200 | 7200-Waste (non-renewable) | KTOE | RS | 2012 | nrg_100a | 0.050242
Imports | 7200 | 7200-Waste (non-renewable) | KTOE | HU | 2014 | nrg_100a | 0.1591
Imports | 7200 | 7200-Waste (non-renewable) | KTOE | LV | 2014 | nrg_100a | 2.2399
Transformation output from Coke Ovens | 4000 | 4000-Gas | KTOE | NL | 2011 | nrg_100a | 16.4834
Imports | 4000 | 4000-Gas | KTOE | LT | 2009 | nrg_100a | 91.6658
Imports | 4000 | 4000-Gas | KTOE | HU | 2010 | nrg_100a | 331.2847
Imports | 4000 | 4000-Gas | KTOE | IT | 2010 | nrg_100a | 2583.8878
Imports | 4000 | 4000-Gas | KTOE | NL | 2010 | nrg_100a | 772.5944
Imports | 4000 | 4000-Gas | KTOE | SK | 2011 | nrg_100a | 203.5664
Consumption in Oil and gas extraction | 4000 | 4000-Gas | KTOE | LT | 2009 | nrg_100a | 0.0041868
Consumption in Oil and gas extraction | 4000 | 4000-Gas | KTOE | NO | 2011 | nrg_100a | 147.8861
Consumption in Oil and gas extraction | 4000 | 4000-Gas | KTOE | NL | 2013 | nrg_100a | 30.078
Consumption in Coal Mines | 4000 | 4000-Gas | KTOE | PL | 2014 | nrg_100a | 0.48148
Consumption in Coke Ovens | 4000 | 4000-Gas | KTOE | BE | 2009 | nrg_100a | 3.8142
Consumption in Pipeline transport | 4000 | 4000-Gas | KTOE | BG | 2011 | nrg_100a | 8.5285
Primary production | 5100 | 5100-Nuclear heat | KTOE | HU | 2013 | nrg_100a | 166.5007
Imports | 2210 | 2210-Lignite/Brown Coal | KTOE | SI | 2011 | nrg_101a | 1.1974
Imports | 2210 | 2210-Lignite/Brown Coal | KTOE | XK | 2011 | nrg_101a | 0.33494
Primary production | 3105 | 3105-Crude oil (without NGL) | KTOE | NO | 2009 | nrg_102a | 4250.2426
Primary production | 3105 | 3105-Crude oil (without NGL) | KTOE | NL | 2013 | nrg_102a | 44.7443
Imports | 3105 | 3105-Crude oil (without NGL) | KTOE | DK | 2014 | nrg_102a | 143.9464
Imports | 3270A | 3270A-Total fuel oil | KTOE | XK | 2013 | nrg_102a | 1.5198
Transformation output from Coke Ovens | 4000 | 4000-Gas | KTOE | DE | 2009 | nrg_103a | 52.134
Transformation output from Coke Ovens | 4000 | 4000-Gas | KTOE | UK | 2013 | nrg_103a | 27.4738
Transformation output from Gas Works | 4000 | 4000-Gas | KTOE | HR | 2014 | nrg_103a | 0.037681
Consumption in Oil and gas extraction | 4000 | 4000-Gas | KTOE | BG | 2013 | nrg_103a | 0.033494
Consumption in Coal Mines | 4000 | 4000-Gas | KTOE | CZ | 2011 | nrg_103a | 0.20097
Consumption in Coke Ovens | 4000 | 4000-Gas | KTOE | ES | 2011 | nrg_103a | 8.3862
Consumption in Coke Ovens | 4000 | 4000-Gas | KTOE | SK | 2009 | nrg_103a | 6.5691
Consumption in Coke Ovens | 4000 | 4000-Gas | KTOE | TR | 2009 | nrg_103a | 11.79
Primary production | 4100 | 4100-Natural gas | KTOE | IT | 2009 | nrg_103a | 274.7629
Consumption in Oil and gas extraction | 4100 | 4100-Natural gas | KTOE | BG | 2009 | nrg_103a | 0.0083736
Consumption in Oil and gas extraction | 4100 | 4100-Natural gas | KTOE | EL | 2014 | nrg_103a | 0.56103
Consumption in Oil and gas extraction | 4100 | 4100-Natural gas | KTOE | ES | 2014 | nrg_103a | 0.23446
Consumption in Oil and gas extraction | 4100 | 4100-Natural gas | KTOE | DK | 2010 | nrg_103a | 25.9623
Consumption in Oil and gas extraction | 4100 | 4100-Natural gas | KTOE | EE | 2012 | nrg_103a | 0.37681
Imports | 4000 | 4000-Gas | KTOE | AT | 2009 | nrg_103a | 367.1154
Imports | 4000 | 4000-Gas | KTOE | BE | 2014 | nrg_103a | 564.0876
Imports | 4000 | 4000-Gas | KTOE | UA | 2010 | nrg_103a | 1237.5846
Primary production | 5100 | 5100-Nuclear heat | KTOE | NL | 2011 | nrg_104a | 44.7234
Imports | 7200 | 7200-Waste (non-renewable) | KTOE | SK | 2011 | nrg_108a | 0.21771
Transformation input in BKB / PB Plants | 2210 | 2210-Lignite/Brown Coal | KTOE | BG | 2012 | nrg_110a | 34.7253
Imports | 2210 | 2210-Lignite/Brown Coal | KTOE | XK | 2011 | nrg_110a | 0.33494
Imports | 2121 | 2121-Coke Oven Coke | KTOE | FR | 2014 | nrg_110a | 23.0274
Imports | 2121 | 2121-Coke Oven Coke | KTOE | HR | 2012 | nrg_110a | 0.8248
Imports | 2121 | 2121-Coke Oven Coke | KTOE | IS | 2011 | nrg_110a | 0.65733
Imports | 2121 | 2121-Coke Oven Coke | KTOE | LV | 2011 | nrg_110a | 0.083736
Imports | 2121 | 2121-Coke Oven Coke | KTOE | NL | 2009 | nrg_110a | 2.2232
Imports | 2121 | 2121-Coke Oven Coke | KTOE | TR | 2011 | nrg_110a | 8.8048
Transformation input in Patent Fuel Plants | 2121 | 2121-Coke Oven Coke | KTOE | BG | 2014 | nrg_110a | 0.029308
Primary production | 2410 | 2410-Oil shale and oil sands | KTOE | EE | 2009 | nrg_110a | 134.4507
Imports | 3286 | 3286-Paraffin Waxes | KTOE | DE | 2013 | nrg_110a | 11.6979
Imports | 3286 | 3286-Paraffin Waxes | KTOE | HR | 2009 | nrg_110a | 0.30145
Imports | 3286 | 3286-Paraffin Waxes | KTOE | LT | 2013 | nrg_110a | 1.2812
Primary production | 5547 | 5547-Biodiesels | KTOE | BE | 2010 | nrg_110a | 11.9491
Primary production | 5547 | 5547-Biodiesels | KTOE | BG | 2011 | nrg_110a | 0.59034
Primary production | 5547 | 5547-Biodiesels | KTOE | EL | 2009 | nrg_110a | 2.9643
Primary production | 5547 | 5547-Biodiesels | KTOE | IS | 2013 | nrg_110a | 0.0041868
Primary production | 5547 | 5547-Biodiesels | KTOE | UK | 2013 | nrg_110a | 9.9311
Imports | 5547 | 5547-Biodiesels | KTOE | FR | 2014 | nrg_110a | 21.1936
Imports | 5547 | 5547-Biodiesels | KTOE | HU | 2013 | nrg_110a | 2.981
Imports | 5547 | 5547-Biodiesels | KTOE | IS | 2010 | nrg_110a | 0.0041868
Imports | 5547 | 5547-Biodiesels | KTOE | LV | 2013 | nrg_110a | 0.32238
Primary production | 2100 | 2100-Hard coal and derivatives | KTOE | NO | 2012 | nrg_101a | 34.5369
Imports | 2100 | 2100-Hard coal and derivatives | KTOE | SI | 2013 | nrg_101a | 9.0812
Imports | 2100 | 2100-Hard coal and derivatives | KTOE | SE | 2013 | nrg_101a | 75.4378
Primary production | 5547 | 5547-Biodiesels | KTOE | SI | 2011 | nrg_110a | 0.01256
Primary production | 5540 | 5540-Biomass and renewable wastes | KTOE | SK | 2010 | nrg_107a | 39.2471
Primary production | 5540 | 5540-Biomass and renewable wastes | KTOE | TR | 2013 | nrg_107a | 189.5741
Imports | 2100 | 2100-Hard coal and derivatives | KTOE | NO | 2009 | nrg_101a | 19.8664
Imports | 2100 | 2100-Hard coal and derivatives | KTOE | PL | 2011 | nrg_101a | 369.8996
Imports | 2121 | 2121-Coke Oven Coke | KTOE | AT | 2010 | nrg_101a | 35.6799
Imports | 5540 | 5540-Biomass and renewable wastes | KTOE | NO | 2011 | nrg_107a | 7.3018
Imports | 5540 | 5540-Biomass and renewable wastes | KTOE | PL | 2013 | nrg_107a | 7.3646
Imports | 5547 | 5547-Biodiesels | KTOE | NO | 2010 | nrg_107a | 4.6306
Imports | 5547 | 5547-Biodiesels | KTOE | AT | 2011 | nrg_107a | 13.4689
Imports | 3286 | 3286-Paraffin Waxes | KTOE | PL | 2011 | nrg_110a | 2.6796
Imports | 5547 | 5547-Biodiesels | KTOE | NO | 2009 | nrg_110a | 3.8812
Imports | 2100 | 2100-Hard coal and derivatives | KTOE | PT | 2009 | nrg_101a | 127.8816
Imports | 2121 | 2121-Coke Oven Coke | KTOE | BG | 2013 | nrg_101a | 2.0222
Imports | 3286 | 3286-Paraffin Waxes | KTOE | PL | 2013 | nrg_102a | 2.8805
Imports | 3286 | 3286-Paraffin Waxes | KTOE | PT | 2014 | nrg_102a | 0.20097
Imports | 5540 | 5540-Biomass and renewable wastes | KTOE | CY | 2009 | nrg_107a | 0.97134
Imports | 5547 | 5547-Biodiesels | KTOE | PL | 2009 | nrg_107a | 5.8197
Imports | 5547 | 5547-Biodiesels | KTOE | RO | 2012 | nrg_107a | 3.8937
Primary production | 5547 | 5547-Biodiesels | KTOE | PL | 2010 | nrg_107a | 14.5743
Primary production | 5547 | 5547-Biodiesels | KTOE | RO | 2011 | nrg_107a | 3.9398
Imports | 2121 | 2121-Coke Oven Coke | KTOE | BG | 2013 | nrg_110a | 2.0222
Imports | 5547 | 5547-Biodiesels | KTOE | CY | 2012 | nrg_110a | 0.4438
Imports | 2100 | 2100-Hard coal and derivatives | KTOE | EL | 2009 | nrg_101a | 6.971
Transformation output from Patent Fuel Plants | 2100 | 2100-Hard coal and derivatives | KTOE | UK | 2011 | nrg_101a | 8.4657
Transformation output from Coke Ovens | 2100 | 2100-Hard coal and derivatives | KTOE | FI | 2009 | nrg_101a | 21.2983
Transformation output from Coke Ovens | 2100 | 2100-Hard coal and derivatives | KTOE | ES | 2013 | nrg_101a | 52.6406
Transformation output from Coke Ovens | 2100 | 2100-Hard coal and derivatives | KTOE | IT | 2011 | nrg_101a | 136.4562
Transformation output from Coke Ovens | 2121 | 2121-Coke Oven Coke | KTOE | FR | 2013 | nrg_101a | 94.9608
Transformation output from Coke Ovens | 2121 | 2121-Coke Oven Coke | KTOE | HU | 2009 | nrg_101a | 21.2606
Consumption in Coal Mines | 2410 | 2410-Oil shale and oil sands | KTOE | EE | 2014 | nrg_101a | 0.1591
Primary production | 5540 | 5540-Biomass and renewable wastes | KTOE | AT | 2010 | nrg_107a | 213.7613
Primary production | 5540 | 5540-Biomass and renewable wastes | KTOE | HR | 2012 | nrg_107a | 62.1907
Primary production | 5540 | 5540-Biomass and renewable wastes | KTOE | ME | 2013 | nrg_107a | 7.2767
Primary production | 5540 | 5540-Biomass and renewable wastes | KTOE | MD | 2012 | nrg_107a | 9.6548
Imports | 5540 | 5540-Biomass and renewable wastes | KTOE | EE | 2011 | nrg_107a | 0.1591
Imports | 5540 | 5540-Biomass and renewable wastes | KTOE | MT | 2012 | nrg_107a | 0.1256
Imports | 5540 | 5540-Biomass and renewable wastes | KTOE | MK | 2009 | nrg_107a | 0.34332
Imports | 5547 | 5547-Biodiesels | KTOE | MT | 2013 | nrg_107a | 0.096296
Primary production | 5547 | 5547-Biodiesels | KTOE | AT | 2010 | nrg_107a | 10.1279
Primary production | 5547 | 5547-Biodiesels | KTOE | MK | 2010 | nrg_107a | 0.075362
Transformation output from Coke Ovens | 2121 | 2121-Coke Oven Coke | KTOE | FI | 2011 | nrg_110a | 24.2834
Imports | 2000 | 2000-Solid fuels | KTOE | LU | 2010 | nrg_101a | 2.7758
Imports | 2000 | 2000-Solid fuels | KTOE | TR | 2009 | nrg_101a | 558.5233
Consumption in Coal Mines | 2000 | 2000-Solid fuels | KTOE | SK | 2012 | nrg_101a | 0.020934
Primary production | 3000 | 3000-Total petroleum products | KTOE | BG | 2013 | nrg_102a | 1.143
Primary production | 3000 | 3000-Total petroleum products | KTOE | CZ | 2011 | nrg_102a | 13.9755
Primary production | 3000 | 3000-Total petroleum products | KTOE | ES | 2010 | nrg_102a | 5.1707
Primary production | 3000 | 3000-Total petroleum products | KTOE | FI | 2012 | nrg_102a | 2.9768
Imports | 3000 | 3000-Total petroleum products | KTOE | CZ | 2012 | nrg_102a | 426.4507
Imports | 3000 | 3000-Total petroleum products | KTOE | LV | 2012 | nrg_102a | 91.289
Consumption in Oil and gas extraction | 3000 | 3000-Total petroleum products | KTOE | RO | 2011 | nrg_102a | 2.9726
Consumption in Oil and gas extraction | 3000 | 3000-Total petroleum products | KTOE | UK | 2011 | nrg_102a | 23.5968
Consumption in Coal Mines | 3000 | 3000-Total petroleum products | KTOE | SK | 2010 | nrg_102a | 0.041868
Consumption in Coal Mines | 2000 | 2000-Solid fuels | KTOE | DE | 2013 | nrg_110a | 0.19259
Primary production | 2000 | 2000-Solid fuels | KTOE | SI | 2009 | nrg_110a | 48.5585
Primary production | 2000 | 2000-Solid fuels | KTOE | SI | 2012 | nrg_101a | 45.7701
Primary production | 2000 | 2000-Solid fuels | KTOE | SK | 2013 | nrg_110a | 24.4635
Primary production | 3000 | 3000-Total petroleum products | KTOE | TR | 2013 | nrg_110a | 103.9834
Transformation input in Coke Ovens | 2000 | 2000-Solid fuels | KTOE | EE | 2012 | nrg_101a | 0.87504
Imports | 2000 | 2000-Solid fuels | KTOE | PL | 2012 | nrg_101a | 256.4499
Imports | 3000 | 3000-Total petroleum products | KTOE | AL | 2013 | nrg_102a | 64.3469
Transformation input in Coke Ovens | 2000 | 2000-Solid fuels | KTOE | ES | 2010 | nrg_110a | 77.2925
Imports | 3000 | 3000-Total petroleum products | KTOE | AL | 2012 | nrg_110a | 41.4954
Imports | 3000 | 3000-Total petroleum products | KTOE | NO | 2012 | nrg_110a | 235.5159
Imports | 3000 | 3000-Total petroleum products | KTOE | PL | 2010 | nrg_110a | 1200.7282
Imports | 2000 | 2000-Solid fuels | KTOE | AT | 2014 | nrg_100a | 128.3798
Transformation input in Coke Ovens | 2000 | 2000-Solid fuels | KTOE | ES | 2012 | nrg_100a | 69.6474
Imports | 3000 | 3000-Total petroleum products | KTOE | PL | 2010 | nrg_100a | 1200.7282
Consumption in Oil and gas extraction | 3000 | 3000-Total petroleum products | KTOE | UA | 2011 | nrg_100a | 1.7417
Transformation input in Coke Ovens | 2000 | 2000-Solid fuels | KTOE | CZ | 2010 | nrg_101a | 97.2007
Primary production | 2000 | 2000-Solid fuels | KTOE | LV | 2011 | nrg_101a | 0.0083736
Primary production | 2000 | 2000-Solid fuels | KTOE | ME | 2013 | nrg_101a | 15.5833
Primary production | 2000 | 2000-Solid fuels | KTOE | PL | 2011 | nrg_101a | 2315.225
Primary production | 3000 | 3000-Total petroleum products | KTOE | MD | 2011 | nrg_102a | 0.52335
Imports | 3000 | 3000-Total petroleum products | KTOE | RS | 2014 | nrg_102a | 111.9634
Primary production | 2000 | 2000-Solid fuels | KTOE | PL | 2014 | nrg_110a | 2245.7702
Transformation input in Coke Ovens | 3000 | 3000-Total petroleum products | KTOE | DE | 2010 | nrg_110a | 35.0854
Primary production | 3000 | 3000-Total petroleum products | KTOE | PL | 2014 | nrg_100a | 39.0293
Primary production | 2000 | 2000-Solid fuels | KTOE | PL | 2013 | nrg_100a | 2379.5594
Primary production | 2000 | 2000-Solid fuels | KTOE | RO | 2014 | nrg_100a | 186.2749
Imports | 2000 | 2000-Solid fuels | KTOE | BG | 2012 | nrg_100a | 65.0712
Consumption in BKB / PB Plants | 2000 | 2000-Solid fuels | KTOE | LT | 2014 | nrg_100a | 0.01256
Imports | 3000 | 3000-Total petroleum products | KTOE | BG | 2010 | nrg_100a | 318.2638
Imports | 3000 | 3000-Total petroleum products | KTOE | RO | 2011 | nrg_100a | 343.3009
Transformation output from Coke Ovens | 2000 | 2000-Solid fuels | KTOE | ES | 2013 | nrg_101a | 52.6406
Transformation output from Coke Ovens | 2000 | 2000-Solid fuels | KTOE | FI | 2009 | nrg_101a | 21.2983
Transformation output from Coke Ovens | 2000 | 2000-Solid fuels | KTOE | IT | 2011 | nrg_101a | 136.4562
Transformation output from Coke Ovens | 2000 | 2000-Solid fuels | KTOE | PL | 2014 | nrg_101a | 287.1642
Transformation output from Coke Ovens | 2000 | 2000-Solid fuels | KTOE | SE | 2012 | nrg_101a | 31.7778
Transformation output from Coke Ovens | 2000 | 2000-Solid fuels | KTOE | TR | 2013 | nrg_101a | 119.843
Transformation output from BKB / PB Plants | 2000 | 2000-Solid fuels | KTOE | RS | 2013 | nrg_101a | 10.3205
Imports | 2000 | 2000-Solid fuels | KTOE | ES | 2012 | nrg_101a | 542.5423
Imports | 2000 | 2000-Solid fuels | KTOE | PT | 2011 | nrg_101a | 89.9115
Consumption in Coal Mines | 2000 | 2000-Solid fuels | KTOE | EE | 2011 | nrg_101a | 0.5066
Consumption in Coal Mines | 2000 | 2000-Solid fuels | KTOE | PL | 2012 | nrg_101a | 0.85829
Consumption in BKB / PB Plants | 2000 | 2000-Solid fuels | KTOE | IE | 2012 | nrg_101a | 0.57359
Primary production | 3000 | 3000-Total petroleum products | KTOE | AL | 2010 | nrg_102a | 31.0074
Imports | 3000 | 3000-Total petroleum products | KTOE | EL | 2011 | nrg_102a | 1049.0739
Imports | 3000 | 3000-Total petroleum products | KTOE | MK | 2013 | nrg_102a | 43.7353
Transformation input in Coke Ovens | 3000 | 3000-Total petroleum products | KTOE | SE | 2012 | nrg_102a | 0.79968
Consumption in Pipeline transport | 3000 | 3000-Total petroleum products | KTOE | PL | 2014 | nrg_102a | 0.041868
Consumption in Coal Mines | 2000 | 2000-Solid fuels | KTOE | EE | 2012 | nrg_110a | 0.10048
Imports | 2000 | 2000-Solid fuels | KTOE | ES | 2010 | nrg_110a | 328.5549
Consumption in Coal Mines | 2210 | 2210-Lignite/Brown Coal | KTOE | BG | 2010 | nrg_110a | 0.033494
Primary production | 3105 | 3105-Crude oil (without NGL) | KTOE | NO | 2014 | nrg_110a | 3221.6631
Imports | 3105 | 3105-Crude oil (without NGL) | KTOE | BE | 2013 | nrg_110a | 1152.0818
Imports | 3105 | 3105-Crude oil (without NGL) | KTOE | UK | 2009 | nrg_110a | 2023.1999
Imports | 3270A | 3270A-Total fuel oil | KTOE | SE | 2011 | nrg_110a | 48.9186
Imports | 3270A | 3270A-Total fuel oil | KTOE | SI | 2010 | nrg_110a | 1.1221
Primary production | 4000 | 4000-Gas | KTOE | IT | 2013 | nrg_110a | 265.2338
Primary production | 4000 | 4000-Gas | KTOE | NL | 2009 | nrg_110a | 2361.7655
Imports | 4000 | 4000-Gas | KTOE | BE | 2012 | nrg_110a | 638.286
Imports | 4000 | 4000-Gas | KTOE | AT | 2013 | nrg_110a | 357.0042
Consumption in Oil and gas extraction | 4000 | 4000-Gas | KTOE | BG | 2011 | nrg_110a | 0.025121
Consumption in Oil and gas extraction | 4000 | 4000-Gas | KTOE | DK | 2014 | nrg_110a | 23.0232
Consumption in Coke Ovens | 4000 | 4000-Gas | KTOE | FI | 2011 | nrg_110a | 3.0187
Consumption in Coke Ovens | 4000 | 4000-Gas | KTOE | ES | 2009 | nrg_110a | 8.5453
Consumption in Coke Ovens | 4000 | 4000-Gas | KTOE | FR | 2011 | nrg_110a | 14.4026
Transformation output from Coke Ovens | 4000 | 4000-Gas | KTOE | BE | 2013 | nrg_110a | 13.1507
Transformation output from Coke Ovens | 4000 | 4000-Gas | KTOE | CZ | 2009 | nrg_110a | 16.7472
Transformation output from Gas Works | 4000 | 4000-Gas | KTOE | UA | 2011 | nrg_110a | 0.9504
Consumption in Coke Ovens | 4000 | 4000-Gas | KTOE | SK | 2009 | nrg_110a | 6.5691
Consumption in Coke Ovens | 4000 | 4000-Gas | KTOE | TR | 2011 | nrg_110a | 9.2654
Consumption in Coke Ovens | 4000 | 4000-Gas | KTOE | UA | 2011 | nrg_110a | 53.9972
Consumption in Pipeline transport | 4100 | 4100-Natural gas | KTOE | BE | 2014 | nrg_110a | 1.905
Consumption in Pipeline transport | 4100 | 4100-Natural gas | KTOE | BG | 2010 | nrg_110a | 5.895
Primary production | 5100 | 5100-Nuclear heat | KTOE | BG | 2009 | nrg_110a | 165.7303
Primary production | 5100 | 5100-Nuclear heat | KTOE | DE | 2013 | nrg_110a | 1050.7319
Primary production | 5100 | 5100-Nuclear heat | KTOE | UK | 2009 | nrg_110a | 746.2594
Primary production | 7200 | 7200-Waste (non-renewable) | KTOE | HU | 2012 | nrg_110a | 3.6886
Primary production | 7200 | 7200-Waste (non-renewable) | KTOE | UK | 2010 | nrg_110a | 16.4164
Primary production | 4000 | 4000-Gas | KTOE | IE | 2012 | nrg_100a | 7.105
Primary production | 7200 | 7200-Waste (non-renewable) | KTOE | BG | 2009 | nrg_100a | 0.24283
Primary production | 7200 | 7200-Waste (non-renewable) | KTOE | EE | 2014 | nrg_100a | 2.8512
Primary production | 7200 | 7200-Waste (non-renewable) | KTOE | IT | 2011 | nrg_100a | 47.5244
Primary production | 7200 | 7200-Waste (non-renewable) | KTOE | SE | 2010 | nrg_100a | 21.5662
Imports | 4000 | 4000-Gas | KTOE | HR | 2010 | nrg_100a | 36.3665
Imports | 4000 | 4000-Gas | KTOE | MD | 2009 | nrg_100a | 90.7991
Imports | 4000 | 4000-Gas | KTOE | LU | 2010 | nrg_100a | 50.0992
Imports | 4000 | 4000-Gas | KTOE | LV | 2010 | nrg_100a | 37.811
Imports | 4000 | 4000-Gas | KTOE | TR | 2012 | nrg_100a | 1583.1212
Consumption in Oil and gas extraction | 4000 | 4000-Gas | KTOE | RS | 2009 | nrg_100a | 1.5491
Consumption in Oil and gas extraction | 4000 | 4000-Gas | KTOE | PL | 2012 | nrg_100a | 8.1182
Consumption in Oil and gas extraction | 4000 | 4000-Gas | KTOE | RO | 2011 | nrg_100a | 12.2715
Consumption in Coal Mines | 4000 | 4000-Gas | KTOE | SK | 2014 | nrg_100a | 0.0041868
Consumption in Coal Mines | 4000 | 4000-Gas | KTOE | UK | 2014 | nrg_100a | 0.54428
Consumption in Coke Ovens | 4000 | 4000-Gas | KTOE | AT | 2010 | nrg_100a | 5.7569
Consumption in Coke Ovens | 4000 | 4000-Gas | KTOE | NL | 2010 | nrg_100a | 7.5949
Consumption in Pipeline transport | 4000 | 4000-Gas | KTOE | AT | 2014 | nrg_100a | 9.0812
Primary production | 5100 | 5100-Nuclear heat | KTOE | BE | 2009 | nrg_100a | 509.9983
Primary production | 5100 | 5100-Nuclear heat | KTOE | CZ | 2013 | nrg_100a | 333.0809
Primary production | 5100 | 5100-Nuclear heat | KTOE | RO | 2013 | nrg_100a | 125.4742
Primary production | 5100 | 5100-Nuclear heat | KTOE | UK | 2010 | nrg_100a | 671.1105
Imports | 2210 | 2210-Lignite/Brown Coal | KTOE | AT | 2014 | nrg_101a | 0.11723
Primary production | 3105 | 3105-Crude oil (without NGL) | KTOE | LT | 2011 | nrg_102a | 4.8525
Imports | 3105 | 3105-Crude oil (without NGL) | KTOE | BG | 2011 | nrg_102a | 204.5629
Imports | 3105 | 3105-Crude oil (without NGL) | KTOE | FR | 2011 | nrg_102a | 2733.3608
Imports | 3105 | 3105-Crude oil (without NGL) | KTOE | SK | 2010 | nrg_102a | 222.9304
Imports | 3270A | 3270A-Total fuel oil | KTOE | SE | 2010 | nrg_102a | 41.9182
Imports | 3270A | 3270A-Total fuel oil | KTOE | SI | 2009 | nrg_102a | 2.1185
Imports | 3270A | 3270A-Total fuel oil | KTOE | FI | 2011 | nrg_102a | 27.8004
Imports | 3270A | 3270A-Total fuel oil | KTOE | FR | 2013 | nrg_102a | 201.7996
Transformation output from Coke Ovens | 4000 | 4000-Gas | KTOE | CZ | 2012 | nrg_103a | 17.8567
Transformation output from Coke Ovens | 4000 | 4000-Gas | KTOE | UA | 2010 | nrg_103a | 136.8749
Transformation output from Gas Works | 4000 | 4000-Gas | KTOE | UA | 2014 | nrg_103a | 0.73688
Consumption in Oil and gas extraction | 4000 | 4000-Gas | KTOE | EE | 2011 | nrg_103a | 0.46892
Consumption in Oil and gas extraction | 4000 | 4000-Gas | KTOE | EL | 2013 | nrg_103a | 0.70338
Consumption in Coke Ovens | 4000 | 4000-Gas | KTOE | FI | 2014 | nrg_103a | 3.0061
Consumption in Coke Ovens | 4000 | 4000-Gas | KTOE | UA | 2014 | nrg_103a | 24.2709
Transformation output from Coke Ovens | 2121 | 2121-Coke Oven Coke | KTOE | IT | 2013 | nrg_110a | 68.8268
Consumption in Coal Mines | 2410 | 2410-Oil shale and oil sands | KTOE | EE | 2011 | nrg_110a | 0.11723
Imports | 3286 | 3286-Paraffin Waxes | KTOE | ES | 2014 | nrg_110a | 1.0006
Imports | 3286 | 3286-Paraffin Waxes | KTOE | MK | 2011 | nrg_110a | 0.041868
Primary production | 5547 | 5547-Biodiesels | KTOE | LV | 2010 | nrg_110a | 1.6161
Primary production | 2100 | 2100-Hard coal and derivatives | KTOE | BG | 2012 | nrg_101a | 0.13816
Primary production | 2100 | 2100-Hard coal and derivatives | KTOE | DE | 2013 | nrg_101a | 229.1184
Primary production | 2100 | 2100-Hard coal and derivatives | KTOE | RO | 2009 | nrg_101a | 0.24283
Imports | 2100 | 2100-Hard coal and derivatives | KTOE | CZ | 2012 | nrg_101a | 68.9817
Imports | 2100 | 2100-Hard coal and derivatives | KTOE | IS | 2009 | nrg_101a | 3.8225
Transformation input in Coke Ovens | 2100 | 2100-Hard coal and derivatives | KTOE | NL | 2011 | nrg_101a | 84.8371
Transformation input in Coke Ovens | 2100 | 2100-Hard coal and derivatives | KTOE | PL | 2011 | nrg_101a | 367.3122
Transformation input in Coke Ovens | 2100 | 2100-Hard coal and derivatives | KTOE | TR | 2014 | nrg_101a | 179.195
Transformation input in Coke Ovens | 2100 | 2100-Hard coal and derivatives | KTOE | UK | 2011 | nrg_101a | 160.3837
Transformation input in Gas Works | 2100 | 2100-Hard coal and derivatives | KTOE | UA | 2010 | nrg_101a | 1.7375
Transformation output from Coke Ovens | 2100 | 2100-Hard coal and derivatives | KTOE | PL | 2014 | nrg_101a | 287.1642
Transformation output from Coke Ovens | 2100 | 2100-Hard coal and derivatives | KTOE | SE | 2012 | nrg_101a | 31.7778
Primary production | 2118 | 2118-Sub-bituminous Coal | KTOE | ES | 2012 | nrg_101a | 31.2712
Imports | 2121 | 2121-Coke Oven Coke | KTOE | HU | 2010 | nrg_101a | 0.2847
Imports | 2121 | 2121-Coke Oven Coke | KTOE | LU | 2012 | nrg_101a | 0.029308
Imports | 2121 | 2121-Coke Oven Coke | KTOE | IS | 2011 | nrg_101a | 0.65733
Imports | 2121 | 2121-Coke Oven Coke | KTOE | NL | 2013 | nrg_101a | 4.3585
Imports | 2121 | 2121-Coke Oven Coke | KTOE | TR | 2014 | nrg_101a | 10.0316
Transformation output from Coke Ovens | 2121 | 2121-Coke Oven Coke | KTOE | SK | 2010 | nrg_101a | 47.2522
Primary production | 3193 | 3193-Other hydrocarbons | KTOE | HU | 2014 | nrg_102a | 0.1591
Imports | 3286 | 3286-Paraffin Waxes | KTOE | DE | 2011 | nrg_102a | 18.5015
Imports | 3286 | 3286-Paraffin Waxes | KTOE | FR | 2009 | nrg_102a | 4.5217
Primary production | 5540 | 5540-Biomass and renewable wastes | KTOE | SE | 2012 | nrg_107a | 465.0991
Imports | 5540 | 5540-Biomass and renewable wastes | KTOE | DE | 2010 | nrg_107a | 49.6178
Imports | 5540 | 5540-Biomass and renewable wastes | KTOE | IT | 2011 | nrg_107a | 123.7827
Imports | 5540 | 5540-Biomass and renewable wastes | KTOE | LV | 2009 | nrg_107a | 0.25958
Imports | 5540 | 5540-Biomass and renewable wastes | KTOE | MD | 2010 | nrg_107a | 0.016747
Imports | 5540 | 5540-Biomass and renewable wastes | KTOE | TR | 2012 | nrg_107a | 2.1353
Imports | 5547 | 5547-Biodiesels | KTOE | TR | 2014 | nrg_107a | 2.9433
Primary production | 5547 | 5547-Biodiesels | KTOE | CZ | 2012 | nrg_107a | 6.3891
Primary production | 5547 | 5547-Biodiesels | KTOE | ES | 2010 | nrg_107a | 31.5978
Primary production | 5547 | 5547-Biodiesels | KTOE | FI | 2013 | nrg_107a | 13.2219
Primary production | 5547 | 5547-Biodiesels | KTOE | IT | 2013 | nrg_107a | 16.99
Primary production | 5547 | 5547-Biodiesels | KTOE | SI | 2013 | nrg_107a | 0.062802
Imports | 2118 | 2118-Sub-bituminous Coal | KTOE | IT | 2011 | nrg_110a | 3.8602
Imports | 2118 | 2118-Sub-bituminous Coal | KTOE | LT | 2012 | nrg_110a | 0.020934
Imports | 2121 | 2121-Coke Oven Coke | KTOE | HU | 2009 | nrg_110a | 0.17166
Imports | 2121 | 2121-Coke Oven Coke | KTOE | LT | 2012 | nrg_110a | 0.5401
Imports | 2121 | 2121-Coke Oven Coke | KTOE | SK | 2011 | nrg_110a | 13.3391
Transformation input in Coke Ovens | 2121 | 2121-Coke Oven Coke | KTOE | PL | 2013 | nrg_110a | 1.7082
Transformation input in Gas Works | 2121 | 2121-Coke Oven Coke | KTOE | UA | 2011 | nrg_110a | 1.6538
Transformation output from Coke Ovens | 2121 | 2121-Coke Oven Coke | KTOE | SE | 2014 | nrg_110a | 31.7192
Imports | 3193 | 3193-Other hydrocarbons | KTOE | LV | 2013 | nrg_110a | 0.1256
Primary production | 5547 | 5547-Biodiesels | KTOE | DE | 2009 | nrg_110a | 90.3721
Primary production | 5547 | 5547-Biodiesels | KTOE | CZ | 2013 | nrg_110a | 6.724
Primary production | 5547 | 5547-Biodiesels | KTOE | FI | 2012 | nrg_110a | 10.6303
Primary production | 5547 | 5547-Biodiesels | KTOE | HU | 2012 | nrg_110a | 5.3968
Primary production | 5547 | 5547-Biodiesels | KTOE | SE | 2010 | nrg_110a | 7.4274
Imports | 5547 | 5547-Biodiesels | KTOE | IT | 2009 | nrg_110a | 17.2036
Primary production | 2100 | 2100-Hard coal and derivatives | KTOE | IT | 2010 | nrg_101a | 2.6837
Imports | 2100 | 2100-Hard coal and derivatives | KTOE | BE | 2013 | nrg_101a | 153.3583
Imports | 2100 | 2100-Hard coal and derivatives | KTOE | FI | 2009 | nrg_101a | 160.8359
Imports | 2100 | 2100-Hard coal and derivatives | KTOE | XK | 2009 | nrg_101a | 0.18841
Transformation input in Coke Ovens | 2100 | 2100-Hard coal and derivatives | KTOE | CZ | 2013 | nrg_101a | 96.4639
Transformation output from Coke Ovens | 2100 | 2100-Hard coal and derivatives | KTOE | AT | 2012 | nrg_101a | 39.2471
Transformation output from Coke Ovens | 2100 | 2100-Hard coal and derivatives | KTOE | UK | 2012 | nrg_101a | 112.3318
Imports | 2118 | 2118-Sub-bituminous Coal | KTOE | SI | 2014 | nrg_101a | 8.0973
Imports | 2121 | 2121-Coke Oven Coke | KTOE | BE | 2014 | nrg_101a | 1.5407
Transformation output from Patent Fuel Plants | 2000 | 2000-Solid fuels | KTOE | UK | 2013 | nrg_110a | 9.8432
Transformation output from Patent Fuel Plants | 2000 | 2000-Solid fuels | KTOE | UA | 2013 | nrg_110a | 1.1137
Transformation output from BKB / PB Plants | 2000 | 2000-Solid fuels | KTOE | LT | 2013 | nrg_110a | 0.13816
Transformation output from BKB / PB Plants | 2000 | 2000-Solid fuels | KTOE | UA | 2009 | nrg_110a | 3.9816
Transformation output from Coke Ovens | 2000 | 2000-Solid fuels | KTOE | HU | 2011 | nrg_110a | 32.5356
Transformation output from Coke Ovens | 2000 | 2000-Solid fuels | KTOE | SK | 2012 | nrg_110a | 46.7205
Imports | 3000 | 3000-Total petroleum products | KTOE | MK | 2010 | nrg_110a | 50.2709
Imports | 3000 | 3000-Total petroleum products | KTOE | PT | 2011 | nrg_110a | 624.3733
Primary production | 3000 | 3000-Total petroleum products | KTOE | HR | 2012 | nrg_110a | 26.314
Transformation output from Coke Ovens | 2000 | 2000-Solid fuels | KTOE | ES | 2011 | nrg_100a | 59.2014
Transformation output from Coke Ovens | 2000 | 2000-Solid fuels | KTOE | IT | 2009 | nrg_100a | 78.5192
Transformation output from Coke Ovens | 2000 | 2000-Solid fuels | KTOE | PL | 2012 | nrg_100a | 267.6244
Primary production | 3000 | 3000-Total petroleum products | KTOE | HR | 2014 | nrg_100a | 25.4139
Primary production | 3000 | 3000-Total petroleum products | KTOE | FR | 2013 | nrg_100a | 45.9376
Primary production | 2000 | 2000-Solid fuels | KTOE | AL | 2013 | nrg_100a | 0.029308
Primary production | 2000 | 2000-Solid fuels | KTOE | HU | 2010 | nrg_100a | 66.7083
Imports | 2000 | 2000-Solid fuels | KTOE | MK | 2011 | nrg_100a | 5.9746
Transformation input in Patent Fuel Plants | 3000 | 3000-Total petroleum products | KTOE | UK | 2009 | nrg_100a | 3.5002
Transformation input in Coke Ovens | 2000 | 2000-Solid fuels | KTOE | AT | 2009 | nrg_100a | 49.0693
Transformation input in Patent Fuel Plants | 2000 | 2000-Solid fuels | KTOE | UK | 2011 | nrg_100a | 6.5775
Consumption in BKB / PB Plants | 2000 | 2000-Solid fuels | KTOE | IE | 2014 | nrg_100a | 0.5066
Transformation output from BKB / PB Plants | 2000 | 2000-Solid fuels | KTOE | UA | 2011 | nrg_100a | 4.4799
Transformation input in Coke Ovens | 3000 | 3000-Total petroleum products | KTOE | SE | 2012 | nrg_100a | 0.79968
Transformation input in Gas Works | 3000 | 3000-Total petroleum products | KTOE | SE | 2010 | nrg_100a | 0.57359
Imports | 3000 | 3000-Total petroleum products | KTOE | ES | 2010 | nrg_100a | 3362.5824
Consumption in Oil and gas extraction | 3000 | 3000-Total petroleum products | KTOE | HU | 2012 | nrg_100a | 0.56522
Consumption in Coal Mines | 3000 | 3000-Total petroleum products | KTOE | EE | 2013 | nrg_100a | 0.71594
Consumption in Coal Mines | 3000 | 3000-Total petroleum products | KTOE | MK | 2011 | nrg_100a | 0.087923
Consumption in Coal Mines | 3000 | 3000-Total petroleum products | KTOE | RO | 2014 | nrg_100a | 0.041868
Transformation input in Coke Ovens | 2000 | 2000-Solid fuels | KTOE | FR | 2012 | nrg_101a | 137.3103
Transformation input in Coke Ovens | 2000 | 2000-Solid fuels | KTOE | UA | 2011 | nrg_101a | 803.3046
Transformation input in Gas Works | 2000 | 2000-Solid fuels | KTOE | CZ | 2009 | nrg_101a | 19.0164
Transformation input in Gas Works | 2000 | 2000-Solid fuels | KTOE | UA | 2012 | nrg_101a | 1.3984
Primary production | 2000 | 2000-Solid fuels | KTOE | CZ | 2009 | nrg_101a | 873.086
Primary production | 2000 | 2000-Solid fuels | KTOE | EL | 2014 | nrg_101a | 267.2937
Primary production | 2000 | 2000-Solid fuels | KTOE | EE | 2010 | nrg_101a | 165.0772
Primary production | 2000 | 2000-Solid fuels | KTOE | RO | 2013 | nrg_101a | 194.9625
Primary production | 2000 | 2000-Solid fuels | KTOE | UA | 2013 | nrg_101a | 1604.4446
Imports | 2000 | 2000-Solid fuels | KTOE | DE | 2012 | nrg_101a | 1392.739
Imports | 2000 | 2000-Solid fuels | KTOE | IT | 2011 | nrg_101a | 624.5156
Imports | 2000 | 2000-Solid fuels | KTOE | IE | 2013 | nrg_101a | 62.1363
Imports | 2000 | 2000-Solid fuels | KTOE | LT | 2012 | nrg_101a | 10.1237
Consumption in Coal Mines | 2000 | 2000-Solid fuels | KTOE | SK | 2010 | nrg_101a | 0.020934
Primary production | 3000 | 3000-Total petroleum products | KTOE | BG | 2011 | nrg_102a | 0.90016
Primary production | 3000 | 3000-Total petroleum products | KTOE | CZ | 2009 | nrg_102a | 12.8828
Primary production | 3000 | 3000-Total petroleum products | KTOE | FI | 2010 | nrg_102a | 2.847
Primary production | 3000 | 3000-Total petroleum products | KTOE | RO | 2013 | nrg_102a | 178.186
Imports | 3000 | 3000-Total petroleum products | KTOE | CZ | 2010 | nrg_102a | 444.2697
Imports | 3000 | 3000-Total petroleum products | KTOE | DE | 2011 | nrg_102a | 5143.1824
Imports | 3000 | 3000-Total petroleum products | KTOE | HR | 2013 | nrg_102a | 169.3812
Imports | 3000 | 3000-Total petroleum products | KTOE | LV | 2010 | nrg_102a | 81.1109
Imports | 3000 | 3000-Total petroleum products | KTOE | SK | 2014 | nrg_102a | 279.1758
Transformation input in Gas Works | 3000 | 3000-Total petroleum products | KTOE | ES | 2012 | nrg_102a | 2.1436
Consumption in Oil and gas extraction | 3000 | 3000-Total petroleum products | KTOE | RO | 2009 | nrg_102a | 2.5163
Consumption in Oil and gas extraction | 3000 | 3000-Total petroleum products | KTOE | PL | 2014 | nrg_102a | 0.17166
Consumption in Oil and gas extraction | 3000 | 3000-Total petroleum products | KTOE | UK | 2009 | nrg_102a | 19.477
Consumption in Coal Mines | 2000 | 2000-Solid fuels | KTOE | DE | 2011 | nrg_110a | 0.48567
Consumption in Coke Ovens | 2000 | 2000-Solid fuels | KTOE | PL | 2014 | nrg_110a | 1.8841
Primary production | 2000 | 2000-Solid fuels | KTOE | SK | 2011 | nrg_100a | 25.1878
Primary production | 3000 | 3000-Total petroleum products | KTOE | SK | 2010 | nrg_102a | 0.64058
Primary production | 4100 | 4100-Natural gas | KTOE | NL | 2010 | nrg_103a | 2655.7668
Imports | 4100 | 4100-Natural gas | KTOE | AT | 2012 | nrg_103a | 487.0169
Imports | 4100 | 4100-Natural gas | KTOE | DK | 2010 | nrg_103a | 5.694
Imports | 4100 | 4100-Natural gas | KTOE | FI | 2013 | nrg_103a | 119.6127
Imports | 4100 | 4100-Natural gas | KTOE | SI | 2009 | nrg_103a | 34.7086
Imports | 4100 | 4100-Natural gas | KTOE | SE | 2010 | nrg_103a | 61.3743
Imports | 4100 | 4100-Natural gas | KTOE | UA | 2010 | nrg_103a | 1237.5846
Imports | 4100 | 4100-Natural gas | KTOE | UK | 2014 | nrg_103a | 1502.6341
Consumption in Oil and gas extraction | 4100 | 4100-Natural gas | KTOE | AT | 2012 | nrg_103a | 8.6625
Consumption in Oil and gas extraction | 4100 | 4100-Natural gas | KTOE | CZ | 2013 | nrg_103a | 0.13816
Consumption in Oil and gas extraction | 4100 | 4100-Natural gas | KTOE | DE | 2013 | nrg_103a | 8.2396
Primary production | 4000 | 4000-Gas | KTOE | NL | 2010 | nrg_103a | 2655.7668
Imports | 4000 | 4000-Gas | KTOE | DK | 2014 | nrg_103a | 23.421
Imports | 4000 | 4000-Gas | KTOE | FI | 2011 | nrg_103a | 140.6723
Imports | 4000 | 4000-Gas | KTOE | UK | 2012 | nrg_103a | 1780.4409
Primary production | 7200 | 7200-Waste (non-renewable) | KTOE | LU | 2013 | nrg_108a | 1.3775
Primary production | 7200 | 7200-Waste (non-renewable) | KTOE | NO | 2012 | nrg_108a | 7.8251
Primary production | 7200 | 7200-Waste (non-renewable) | KTOE | NL | 2010 | nrg_108a | 30.3334
Imports | 2210 | 2210-Lignite/Brown Coal | KTOE | SI | 2012 | nrg_110a | 1.637
Consumption in Coal Mines | 2210 | 2210-Lignite/Brown Coal | KTOE | CZ | 2013 | nrg_110a | 9.8432
Primary production | 3105 | 3105-Crude oil (without NGL) | KTOE | LT | 2013 | nrg_110a | 3.6509
Imports | 3105 | 3105-Crude oil (without NGL) | KTOE | SE | 2012 | nrg_110a | 848.4341
Imports | 3270A | 3270A-Total fuel oil | KTOE | UK | 2014 | nrg_110a | 40.1179
Imports | 3270A | 3270A-Total fuel oil | KTOE | UA | 2010 | nrg_110a | 21.8007
Imports | 4000 | 4000-Gas | KTOE | SE | 2010 | nrg_110a | 61.3743
Imports | 4000 | 4000-Gas | KTOE | SI | 2013 | nrg_110a | 28.8596
Consumption in Oil and gas extraction | 4000 | 4000-Gas | KTOE | AL | 2012 | nrg_110a | 0.36006
Consumption in Oil and gas extraction | 4000 | 4000-Gas | KTOE | AT | 2014 | nrg_110a | 3.9482
Consumption in Oil and gas extraction | 4000 | 4000-Gas | KTOE | EE | 2009 | nrg_110a | 0.43961
Consumption in Oil and gas extraction | 4000 | 4000-Gas | KTOE | EL | 2009 | nrg_110a | 1.1179
Consumption in Coal Mines | 4000 | 4000-Gas | KTOE | UK | 2014 | nrg_110a | 0.54428
Transformation output from Coke Ovens | 4000 | 4000-Gas | KTOE | AT | 2010 | nrg_110a | 9.6464
Transformation output from Coke Ovens | 4000 | 4000-Gas | KTOE | DE | 2012 | nrg_110a | 60.0596
Transformation output from Coke Ovens | 4000 | 4000-Gas | KTOE | UA | 2014 | nrg_110a | 87.1064
Transformation output from Coke Ovens | 4000 | 4000-Gas | KTOE | UK | 2010 | nrg_110a | 28.5833
Consumption in Coke Ovens | 4000 | 4000-Gas | KTOE | UK | 2014 | nrg_110a | 15.7214
Imports | 4100 | 4100-Natural gas | KTOE | BE | 2009 | nrg_110a | 753.2179
Imports | 4100 | 4100-Natural gas | KTOE | SE | 2014 | nrg_110a | 33.2432
Imports | 4100 | 4100-Natural gas | KTOE | SI | 2013 | nrg_110a | 28.8596
Consumption in Oil and gas extraction | 4100 | 4100-Natural gas | KTOE | AL | 2010 | nrg_110a | 0.18841
Consumption in Oil and gas extraction | 4100 | 4100-Natural gas | KTOE | AT | 2010 | nrg_110a | 7.9549
Consumption in Oil and gas extraction | 4100 | 4100-Natural gas | KTOE | CZ | 2011 | nrg_110a | 0.13816
Consumption in Oil and gas extraction | 4100 | 4100-Natural gas | KTOE | DE | 2014 | nrg_110a | 8.0805
Consumption in Oil and gas extraction | 4100 | 4100-Natural gas | KTOE | EL | 2011 | nrg_110a | 0.82899
Primary production | 7200 | 7200-Waste (non-renewable) | KTOE | IT | 2014 | nrg_110a | 48.4748
Primary production | 4000 | 4000-Gas | KTOE | NO | 2009 | nrg_100a | 3888.3188
Primary production | 7200 | 7200-Waste (non-renewable) | KTOE | LV | 2009 | nrg_100a | 0.087923
Transformation output from Coke Ovens | 4000 | 4000-Gas | KTOE | AT | 2012 | nrg_100a | 9.6255
Transformation output from Coke Ovens | 4000 | 4000-Gas | KTOE | DE | 2014 | nrg_100a | 65.4397
Imports | 4000 | 4000-Gas | KTOE | AT | 2010 | nrg_100a | 426.6433
Imports | 4000 | 4000-Gas | KTOE | FI | 2014 | nrg_100a | 105.231
Imports | 4000 | 4000-Gas | KTOE | UK | 2014 | nrg_100a | 1502.6341
Transformation output from Gas Works | 4000 | 4000-Gas | KTOE | HR | 2013 | nrg_100a | 0.066989
Consumption in Coke Ovens | 4000 | 4000-Gas | KTOE | SK | 2014 | nrg_100a | 6.6068
Consumption in Coke Ovens | 4000 | 4000-Gas | KTOE | TR | 2014 | nrg_100a | 14.4738
Consumption in Coke Ovens | 4000 | 4000-Gas | KTOE | UK | 2010 | nrg_100a | 17.2203
Consumption in Coke Ovens | 4100 | 4100-Natural gas | KTOE | PL | 2009 | nrg_110a | 0.0083736
Consumption in Pipeline transport | 4100 | 4100-Natural gas | KTOE | BE | 2011 | nrg_110a | 2.7926
Primary production | 5100 | 5100-Nuclear heat | KTOE | DE | 2010 | nrg_110a | 1518.0039
Primary production | 7200 | 7200-Waste (non-renewable) | KTOE | BE | 2012 | nrg_110a | 29.8226
Primary production | 7200 | 7200-Waste (non-renewable) | KTOE | CY | 2011 | nrg_110a | 0.0041868
Primary production | 7200 | 7200-Waste (non-renewable) | KTOE | EE | 2013 | nrg_110a | 4.4129
Primary production | 7200 | 7200-Waste (non-renewable) | KTOE | DK | 2012 | nrg_110a | 16.8058
Primary production | 7200 | 7200-Waste (non-renewable) | KTOE | HU | 2009 | nrg_110a | 3.0815
Primary production | 4000 | 4000-Gas | KTOE | EL | 2013 | nrg_100a | 0.24283
Imports | 2121 | 2121-Coke Oven Coke | KTOE | SI | 2012 | nrg_101a | 0.85411
Imports | 2121 | 2121-Coke Oven Coke | KTOE | UA | 2012 | nrg_101a | 14.277
Imports | 3286 | 3286-Paraffin Waxes | KTOE | FI | 2009 | nrg_102a | 0.1591
Consumption in Coal Mines | 2100 | 2100-Hard coal and derivatives | KTOE | UA | 2012 | nrg_101a | 1.7836
Consumption in Coke Ovens | 2100 | 2100-Hard coal and derivatives | KTOE | ES | 2009 | nrg_101a | 11.9114
Transformation output from Coke Ovens | 2100 | 2100-Hard coal and derivatives | KTOE | TR | 2012 | nrg_101a | 116.0539
Imports | 2118 | 2118-Sub-bituminous Coal | KTOE | AT | 2013 | nrg_101a | 1.6161
Imports | 2121 | 2121-Coke Oven Coke | KTOE | UK | 2010 | nrg_101a | 3.2196
Transformation output from Coke Ovens | 2121 | 2121-Coke Oven Coke | KTOE | CZ | 2013 | nrg_101a | 70.937
Transformation output from Coke Ovens | 2121 | 2121-Coke Oven Coke | KTOE | EE | 2011 | nrg_101a | 0.68245
Transformation output from Coke Ovens | 2121 | 2121-Coke Oven Coke | KTOE | UA | 2011 | nrg_101a | 558.4563
Consumption in Coke Ovens | 2121 | 2121-Coke Oven Coke | KTOE | ES | 2011 | nrg_101a | 3.5044
Primary production | 5540 | 5540-Biomass and renewable wastes | KTOE | MT | 2014 | nrg_107a | 0.10886
Primary production | 5540 | 5540-Biomass and renewable wastes | KTOE | NO | 2014 | nrg_107a | 45.5984
Imports | 5540 | 5540-Biomass and renewable wastes | KTOE | BE | 2011 | nrg_107a | 21.4615
Imports | 5540 | 5540-Biomass and renewable wastes | KTOE | FI | 2014 | nrg_107a | 17.8316
Consumption in Coal Mines | 5540 | 5540-Biomass and renewable wastes | KTOE | UA | 2013 | nrg_107a | 0.016747
Imports | 5547 | 5547-Biodiesels | KTOE | SE | 2013 | nrg_107a | 10.3749
Imports | 5547 | 5547-Biodiesels | KTOE | FR | 2010 | nrg_107a | 10.4796
Imports | 2121 | 2121-Coke Oven Coke | KTOE | FI | 2012 | nrg_110a | 9.1189
Transformation output from Coke Ovens | 2121 | 2121-Coke Oven Coke | KTOE | BE | 2011 | nrg_110a | 54.8052
Imports | 3286 | 3286-Paraffin Waxes | KTOE | BG | 2011 | nrg_110a | 0.12142
Imports | 3286 | 3286-Paraffin Waxes | KTOE | SK | 2009 | nrg_110a | 0.12979
Primary production | 5547 | 5547-Biodiesels | KTOE | NL | 2009 | nrg_110a | 10.1362
Primary production | 5547 | 5547-Biodiesels | KTOE | NO | 2013 | nrg_110a | 1.1974
Imports | 5547 | 5547-Biodiesels | KTOE | AT | 2011 | nrg_110a | 13.4689
Imports | 5547 | 5547-Biodiesels | KTOE | DK | 2009 | nrg_110a | 0.033494
Imports | 2121 | 2121-Coke Oven Coke | KTOE | FI | 2012 | nrg_101a | 9.1189
Imports | 2121 | 2121-Coke Oven Coke | KTOE | SI | 2009 | nrg_101a | 0.71176
Imports | 2121 | 2121-Coke Oven Coke | KTOE | UA | 2009 | nrg_101a | 7.1259
Transformation output from Coke Ovens | 2121 | 2121-Coke Oven Coke | KTOE | DE | 2013 | nrg_101a | 235.7796
Transformation output from Coke Ovens | 2121 | 2121-Coke Oven Coke | KTOE | BE | 2013 | nrg_101a | 48.0519
Primary production | 5540 | 5540-Biomass and renewable wastes | KTOE | LV | 2014 | nrg_107a | 91.5904
Primary production | 5540 | 5540-Biomass and renewable wastes | KTOE | LU | 2012 | nrg_107a | 2.9433
Primary production | 5540 | 5540-Biomass and renewable wastes | KTOE | NL | 2011 | nrg_107a | 114.0066
Imports | 5540 | 5540-Biomass and renewable wastes | KTOE | DK | 2014 | nrg_107a | 55.3872
Imports | 5540 | 5540-Biomass and renewable wastes | KTOE | UK | 2013 | nrg_107a | 79.3734
Imports | 5540 | 5540-Biomass and renewable wastes | KTOE | SI | 2009 | nrg_107a | 0.10886
Imports | 5540 | 5540-Biomass and renewable wastes | KTOE | XK | 2009 | nrg_107a | 0.041868
Imports | 5547 | 5547-Biodiesels | KTOE | UK | 2013 | nrg_107a | 15.6419
Imports | 2121 | 2121-Coke Oven Coke | KTOE | BE | 2014 | nrg_110a | 1.5407
Imports | 2121 | 2121-Coke Oven Coke | KTOE | DK | 2011 | nrg_110a | 0.59871
Imports | 2121 | 2121-Coke Oven Coke | KTOE | UA | 2013 | nrg_110a | 20.0087
Transformation input in Coke Ovens | 2121 | 2121-Coke Oven Coke | KTOE | CZ | 2012 | nrg_110a | 2.7926
Transformation output from Coke Ovens | 2121 | 2121-Coke Oven Coke | KTOE | UK | 2011 | nrg_110a | 115.5096
Imports | 3286 | 3286-Paraffin Waxes | KTOE | FR | 2014 | nrg_110a | 2.3614
Primary production | 5547 | 5547-Biodiesels | KTOE | LT | 2010 | nrg_110a | 3.2992
Primary production | 5547 | 5547-Biodiesels | KTOE | MT | 2011 | nrg_110a | 0.029308
Imports | 5547 | 5547-Biodiesels | KTOE | IE | 2011 | nrg_110a | 0.39775
Imports | 5547 | 5547-Biodiesels | KTOE | LT | 2009 | nrg_110a | 1.2225
Imports | 5547 | 5547-Biodiesels | KTOE | SK | 2011 | nrg_110a | 1.0886
Imports | 2100 | 2100-Hard coal and derivatives | KTOE | DK | 2011 | nrg_101a | 150.2182
Consumption in Coal Mines | 2100 | 2100-Hard coal and derivatives | KTOE | DE | 2009 | nrg_101a | 0.054428
Consumption in Coke Ovens | 2100 | 2100-Hard coal and derivatives | KTOE | ES | 2014 | nrg_101a | 1.2519
Transformation output from Coke Ovens | 2100 | 2100-Hard coal and derivatives | KTOE | CZ | 2010 | nrg_101a | 79.9679
Transformation input in Coke Ovens | 2121 | 2121-Coke Oven Coke | KTOE | CZ | 2013 | nrg_101a | 2.6502
Transformation output from Coke Ovens | 2121 | 2121-Coke Oven Coke | KTOE | AT | 2012 | nrg_101a | 37.363
Transformation output from Coke Ovens | 2121 | 2121-Coke Oven Coke | KTOE | UK | 2012 | nrg_101a | 106.6755
Primary production | 5540 | 5540-Biomass and renewable wastes | KTOE | LV | 2009 | nrg_107a | 74.8474
Imports | 5540 | 5540-Biomass and renewable wastes | KTOE | DK | 2009 | nrg_107a | 24.2876
Imports | 5540 | 5540-Biomass and renewable wastes | KTOE | UA | 2014 | nrg_107a | 1.0844
Primary production | 5547 | 5547-Biodiesels | KTOE | LT | 2011 | nrg_107a | 2.9559
Primary production | 5547 | 5547-Biodiesels | KTOE | LV | 2011 | nrg_107a | 2.2274
Primary production | 2000 | 2000-Solid fuels | KTOE | SK | 2013 | nrg_101a | 24.4635
Primary production | 2000 | 2000-Solid fuels | KTOE | TR | 2012 | nrg_100a | 652.6844
Primary production | 3000 | 3000-Total petroleum products | KTOE | TR | 2013 | nrg_102a | 103.9834
Transformation input in Coke Ovens | 2000 | 2000-Solid fuels | KTOE | ES | 2009 | nrg_101a | 66.7543
Imports | 2000 | 2000-Solid fuels | KTOE | AL | 2014 | nrg_101a | 3.6174
Primary production | 3000 | 3000-Total petroleum products | KTOE | NO | 2012 | nrg_102a | 3660.2848
Imports | 2000 | 2000-Solid fuels | KTOE | PL | 2011 | nrg_110a | 370.8584
Imports | 2000 | 2000-Solid fuels | KTOE | NO | 2013 | nrg_110a | 29.9817
Primary production | 3000 | 3000-Total petroleum products | KTOE | NO | 2010 | nrg_110a | 4179.4731
Consumption in Oil and gas extraction | 3000 | 3000-Total petroleum products | KTOE | UA | 2014 | nrg_110a | 1.0132
Imports | 2000 | 2000-Solid fuels | KTOE | AL | 2011 | nrg_100a | 5.7694
Transformation input in BKB / PB Plants | 2000 | 2000-Solid fuels | KTOE | EE | 2009 | nrg_100a | 0.76618
Imports | 3000 | 3000-Total petroleum products | KTOE | AL | 2012 | nrg_100a | 41.4954
Primary production | 3000 | 3000-Total petroleum products | KTOE | PL | 2011 | nrg_102a | 27.3231
Imports | 3000 | 3000-Total petroleum products | KTOE | CY | 2010 | nrg_102a | 121.8275
Imports | 3000 | 3000-Total petroleum products | KTOE | PL | 2010 | nrg_102a | 1200.7282
Imports | 3000 | 3000-Total petroleum products | KTOE | PT | 2011 | nrg_102a | 624.3733
Imports | 3000 | 3000-Total petroleum products | KTOE | RO | 2014 | nrg_102a | 393.3164
Consumption in Coal Mines | 3000 | 3000-Total petroleum products | KTOE | ES | 2013 | nrg_102a | 0.81643
Consumption in Pipeline transport | 3000 | 3000-Total petroleum products | KTOE | UA | 2014 | nrg_102a | 0.20934
Imports | 2000 | 2000-Solid fuels | KTOE | CY | 2012 | nrg_110a | 0.0041868
Imports | 2000 | 2000-Solid fuels | KTOE | PT | 2011 | nrg_110a | 89.9115
Imports | 2000 | 2000-Solid fuels | KTOE | RS | 2009 | nrg_110a | 25.7698
Transformation input in Coke Ovens | 2000 | 2000-Solid fuels | KTOE | DE | 2009 | nrg_110a | 249.8222
Imports | 3000 | 3000-Total petroleum products | KTOE | BG | 2012 | nrg_110a | 332.5826
Imports | 3000 | 3000-Total petroleum products | KTOE | RO | 2014 | nrg_110a | 393.3164
Primary production | 3000 | 3000-Total petroleum products | KTOE | PL | 2009 | nrg_110a | 28.9685
Consumption in Coal Mines | 3000 | 3000-Total petroleum products | KTOE | ES | 2013 | nrg_110a | 0.81643
Imports | 2000 | 2000-Solid fuels | KTOE | PT | 2009 | nrg_100a | 127.8816
Transformation input in Coke Ovens | 2000 | 2000-Solid fuels | KTOE | CZ | 2011 | nrg_100a | 99.1979
Consumption in Gas Works | 2000 | 2000-Solid fuels | KTOE | CZ | 2010 | nrg_100a | 2.0725
Transformation input in Coke Ovens | 3000 | 3000-Total petroleum products | KTOE | DE | 2011 | nrg_100a | 37.3128
Imports | 3000 | 3000-Total petroleum products | KTOE | CY | 2011 | nrg_100a | 110.5315
Imports | 3000 | 3000-Total petroleum products | KTOE | RS | 2014 | nrg_100a | 111.9634
Imports | 3000 | 3000-Total petroleum products | KTOE | PT | 2012 | nrg_100a | 603.8538
Transformation output from Coke Ovens | 2000 | 2000-Solid fuels | KTOE | FR | 2014 | nrg_101a | 97.833
Transformation output from Coke Ovens | 2000 | 2000-Solid fuels | KTOE | HU | 2010 | nrg_101a | 31.4261
Transformation output from Coke Ovens | 2000 | 2000-Solid fuels | KTOE | SK | 2011 | nrg_101a | 48.4329
Transformation input in Coke Ovens | 2000 | 2000-Solid fuels | KTOE | HU | 2014 | nrg_101a | 38.2297
Primary production | 2000 | 2000-Solid fuels | KTOE | AT | 2009 | nrg_101a | 0.0083736
Primary production | 2000 | 2000-Solid fuels | KTOE | FI | 2009 | nrg_101a | 91.8375
Transformation input in Patent Fuel Plants | 3000 | 3000-Total petroleum products | KTOE | UK | 2010 | nrg_102a | 4.0779
Imports | 3000 | 3000-Total petroleum products | KTOE | ES | 2009 | nrg_102a | 3427.1177
Consumption in Coal Mines | 2000 | 2000-Solid fuels | KTOE | RO | 2011 | nrg_110a | 0.058615
Primary production | 2000 | 2000-Solid fuels | KTOE | AT | 2011 | nrg_110a | 0.0083736
Primary production | 2000 | 2000-Solid fuels | KTOE | AL | 2011 | nrg_110a | 0.050242
Primary production | 2000 | 2000-Solid fuels | KTOE | FI | 2012 | nrg_110a | 41.5414
Imports | 2000 | 2000-Solid fuels | KTOE | EE | 2011 | nrg_110a | 1.8213
Imports | 2000 | 2000-Solid fuels | KTOE | MK | 2011 | nrg_110a | 5.9746
Transformation input in Patent Fuel Plants | 2000 | 2000-Solid fuels | KTOE | UK | 2014 | nrg_110a | 6.5816
Transformation input in Coke Ovens | 2000 | 2000-Solid fuels | KTOE | RO | 2009 | nrg_110a | 13.6406
Transformation input in Gas Works | 2000 | 2000-Solid fuels | KTOE | EE | 2011 | nrg_110a | 11.4635
Transformation output from Coke Ovens | 2000 | 2000-Solid fuels | KTOE | ES | 2012 | nrg_110a | 52.1173
Transformation output from Coke Ovens | 2000 | 2000-Solid fuels | KTOE | IT | 2010 | nrg_110a | 117.1341
Transformation output from Coke Ovens | 2000 | 2000-Solid fuels | KTOE | PL | 2013 | nrg_110a | 281.6125
Transformation output from Coke Ovens | 2000 | 2000-Solid fuels | KTOE | SE | 2011 | nrg_110a | 34.8551
Transformation output from Coke Ovens | 2000 | 2000-Solid fuels | KTOE | TR | 2012 | nrg_110a | 116.0539
Imports | 3000 | 3000-Total petroleum products | KTOE | ME | 2013 | nrg_110a | 12.0203
Primary production | 3000 | 3000-Total petroleum products | KTOE | AL | 2013 | nrg_110a | 48.9856
Primary production | 3000 | 3000-Total petroleum products | KTOE | FR | 2010 | nrg_110a | 49.7141
Transformation input in Gas Works | 3000 | 3000-Total petroleum products | KTOE | SE | 2009 | nrg_110a | 0.57359
Consumption in Oil and gas extraction | 3000 | 3000-Total petroleum products | KTOE | HU | 2014 | nrg_110a | 0.51498
Primary production | 4000 | 4000-Gas | KTOE | IE | 2009 | nrg_100a | 10.1572
Primary production | 7200 | 7200-Waste (non-renewable) | KTOE | CY | 2010 | nrg_100a | 0.29726
Primary production | 7200 | 7200-Waste (non-renewable) | KTOE | EL | 2013 | nrg_100a | 0.88341
Primary production | 7200 | 7200-Waste (non-renewable) | KTOE | DK | 2012 | nrg_100a | 16.8058
Primary production | 7200 | 7200-Waste (non-renewable) | KTOE | IE | 2012 | nrg_100a | 1.8338
Imports | 4000 | 4000-Gas | KTOE | CZ | 2013 | nrg_100a | 291.7404
Imports | 4000 | 4000-Gas | KTOE | TR | 2009 | nrg_100a | 1236.1025
Transformation input in Gas Works | 4000 | 4000-Gas | KTOE | DK | 2013 | nrg_100a | 0.63221
Transformation input in Gas Works | 4000 | 4000-Gas | KTOE | HR | 2013 | nrg_100a | 0.071176
Consumption in Oil and gas extraction | 4000 | 4000-Gas | KTOE | PL | 2009 | nrg_100a | 6.0918
Consumption in Oil and gas extraction | 4000 | 4000-Gas | KTOE | UK | 2012 | nrg_100a | 157.0134
Consumption in Coal Mines | 4000 | 4000-Gas | KTOE | SK | 2011 | nrg_100a | 0.0041868
Consumption in Coal Mines | 4000 | 4000-Gas | KTOE | UK | 2011 | nrg_100a | 0.72432
Consumption in Coke Ovens | 4000 | 4000-Gas | KTOE | SE | 2013 | nrg_100a | 3.7263
Consumption in Coke Ovens | 4000 | 4000-Gas | KTOE | RO | 2010 | nrg_100a | 0.01256
Consumption in Pipeline transport | 4000 | 4000-Gas | KTOE | AT | 2011 | nrg_100a | 7.1636
Primary production | 5100 | 5100-Nuclear heat | KTOE | CZ | 2010 | nrg_100a | 303.4467
Primary production | 5100 | 5100-Nuclear heat | KTOE | DE | 2012 | nrg_100a | 1074.1696
Primary production | 5100 | 5100-Nuclear heat | KTOE | RO | 2010 | nrg_100a | 125.5286
Imports | 2210 | 2210-Lignite/Brown Coal | KTOE | AT | 2011 | nrg_101a | 0.381
Imports | 3105 | 3105-Crude oil (without NGL) | KTOE | BE | 2013 | nrg_102a | 1152.0818
Imports | 3105 | 3105-Crude oil (without NGL) | KTOE | UK | 2014 | nrg_102a | 1992.2553
Imports | 3270A | 3270A-Total fuel oil | KTOE | UA | 2013 | nrg_102a | 1.0006
Imports | 3270A | 3270A-Total fuel oil | KTOE | FR | 2010 | nrg_102a | 328.4796
Transformation output from Coke Ovens | 4000 | 4000-Gas | KTOE | CZ | 2009 | nrg_103a | 16.7472
Transformation output from Coke Ovens | 4000 | 4000-Gas | KTOE | BE | 2013 | nrg_103a | 13.1507
Transformation output from Gas Works | 4000 | 4000-Gas | KTOE | UA | 2011 | nrg_103a | 0.9504
Consumption in Oil and gas extraction | 4000 | 4000-Gas | KTOE | AT | 2013 | nrg_103a | 4.0612
Consumption in Oil and gas extraction | 4000 | 4000-Gas | KTOE | AL | 2013 | nrg_103a | 0.33913
Consumption in Oil and gas extraction | 4000 | 4000-Gas | KTOE | CZ | 2014 | nrg_103a | 0.15491
Consumption in Oil and gas extraction | 4000 | 4000-Gas | KTOE | EL | 2010 | nrg_103a | 0.77456
Consumption in Oil and gas extraction | 4000 | 4000-Gas | KTOE | ES | 2012 | nrg_103a | 0.19678
Consumption in Coke Ovens | 4000 | 4000-Gas | KTOE | FI | 2011 | nrg_103a | 3.0187
Consumption in Coke Ovens | 4000 | 4000-Gas | KTOE | UA | 2011 | nrg_103a | 53.9972
Imports | 4100 | 4100-Natural gas | KTOE | AT | 2009 | nrg_103a | 367.1154
Imports | 4100 | 4100-Natural gas | KTOE | FI | 2010 | nrg_103a | 160.6517
Imports | 4100 | 4100-Natural gas | KTOE | UK | 2011 | nrg_103a | 1906.6562
Consumption in Oil and gas extraction | 4100 | 4100-Natural gas | KTOE | AT | 2009 | nrg_103a | 8.8425
Consumption in Oil and gas extraction | 4100 | 4100-Natural gas | KTOE | CZ | 2010 | nrg_103a | 0.14235
Consumption in Coal Mines | 4100 | 4100-Natural gas | KTOE | UA | 2013 | nrg_103a | 0.066989
Imports | 4000 | 4000-Gas | KTOE | DK | 2011 | nrg_103a | 31.4722
Imports | 4000 | 4000-Gas | KTOE | SE | 2013 | nrg_103a | 39.9965
Imports | 4000 | 4000-Gas | KTOE | SI | 2012 | nrg_103a | 29.6593
Imports | 4000 | 4000-Gas | KTOE | UK | 2009 | nrg_103a | 1482.1314
Primary production | 7200 | 7200-Waste (non-renewable) | KTOE | LU | 2010 | nrg_108a | 1.2895
Primary production | 7200 | 7200-Waste (non-renewable) | KTOE | NO | 2009 | nrg_108a | 4.9237
Imports | 2210 | 2210-Lignite/Brown Coal | KTOE | SI | 2009 | nrg_110a | 1.8087
Consumption in Coal Mines | 2210 | 2210-Lignite/Brown Coal | KTOE | CZ | 2010 | nrg_110a | 11.6058
Primary production | 3105 | 3105-Crude oil (without NGL) | KTOE | NL | 2013 | nrg_110a | 44.7443
Primary production | 3105 | 3105-Crude oil (without NGL) | KTOE | LT | 2010 | nrg_110a | 4.8986
Imports | 3105 | 3105-Crude oil (without NGL) | KTOE | AT | 2011 | nrg_110a | 299.4651
Imports | 3105 | 3105-Crude oil (without NGL) | KTOE | DK | 2012 | nrg_110a | 155.5815
Imports | 3105 | 3105-Crude oil (without NGL) | KTOE | SE | 2009 | nrg_110a | 791.749
Imports | 3270A | 3270A-Total fuel oil | KTOE | AT | 2013 | nrg_110a | 2.3195
Imports | 3270A | 3270A-Total fuel oil | KTOE | UK | 2011 | nrg_110a | 32.3179
Imports | 4000 | 4000-Gas | KTOE | FI | 2012 | nrg_110a | 125.8175
Imports | 4000 | 4000-Gas | KTOE | SI | 2010 | nrg_110a | 35.8725
Imports | 4000 | 4000-Gas | KTOE | UK | 2013 | nrg_110a | 1733.7413
Consumption in Oil and gas extraction | 4000 | 4000-Gas | KTOE | AL | 2009 | nrg_110a | 0.14654
Consumption in Oil and gas extraction | 4000 | 4000-Gas | KTOE | AT | 2011 | nrg_110a | 8.4029
Consumption in Oil and gas extraction | 4000 | 4000-Gas | KTOE | CZ | 2012 | nrg_110a | 0.16747
Consumption in Coal Mines | 4000 | 4000-Gas | KTOE | UK | 2011 | nrg_110a | 0.72432
Transformation output from Coke Ovens | 4000 | 4000-Gas | KTOE | DE | 2009 | nrg_110a | 52.134
Transformation output from Coke Ovens | 4000 | 4000-Gas | KTOE | UA | 2011 | nrg_110a | 139.5293
Transformation output from Gas Works | 4000 | 4000-Gas | KTOE | HR | 2014 | nrg_110a | 0.037681
Consumption in Coke Ovens | 4000 | 4000-Gas | KTOE | UK | 2011 | nrg_110a | 16.249
Primary production | 5547 | 5547-Biodiesels | KTOE | MT | 2014 | nrg_107a | 0.041868
Imports | 5547 | 5547-Biodiesels | KTOE | BE | 2010 | nrg_107a | 2.487
Imports | 5547 | 5547-Biodiesels | KTOE | FI | 2013 | nrg_107a | 8.1224
Imports | 2118 | 2118-Sub-bituminous Coal | KTOE | SI | 2010 | nrg_110a | 9.0351
Imports | 2121 | 2121-Coke Oven Coke | KTOE | BE | 2009 | nrg_110a | 5.0995
Imports | 2121 | 2121-Coke Oven Coke | KTOE | UK | 2012 | nrg_110a | 5.4721
Consumption in Coke Ovens | 2121 | 2121-Coke Oven Coke | KTOE | ES | 2011 | nrg_110a | 3.5044
Transformation output from Coke Ovens | 2121 | 2121-Coke Oven Coke | KTOE | CZ | 2012 | nrg_110a | 70.3089
Transformation output from Coke Ovens | 2121 | 2121-Coke Oven Coke | KTOE | EE | 2010 | nrg_110a | 0.62802
Transformation output from Coke Ovens | 2121 | 2121-Coke Oven Coke | KTOE | UA | 2010 | nrg_110a | 530.0991
Imports | 3286 | 3286-Paraffin Waxes | KTOE | FR | 2009 | nrg_110a | 4.5217
Imports | 3286 | 3286-Paraffin Waxes | KTOE | SK | 2014 | nrg_110a | 0.21771
Primary production | 5547 | 5547-Biodiesels | KTOE | IT | 2012 | nrg_110a | 10.6177
Primary production | 5547 | 5547-Biodiesels | KTOE | NL | 2014 | nrg_110a | 63.6394
Imports | 5547 | 5547-Biodiesels | KTOE | DK | 2014 | nrg_110a | 11.6016
Imports | 5547 | 5547-Biodiesels | KTOE | FI | 2011 | nrg_110a | 0.38937
Imports | 5547 | 5547-Biodiesels | KTOE | SI | 2014 | nrg_110a | 1.5533
Imports | 5547 | 5547-Biodiesels | KTOE | UK | 2012 | nrg_110a | 11.7272
Consumption in Coal Mines | 2100 | 2100-Hard coal and derivatives | KTOE | TR | 2009 | nrg_101a | 0.99646
Consumption in Coal Mines | 2100 | 2100-Hard coal and derivatives | KTOE | UA | 2014 | nrg_101a | 0.41449
Consumption in Coke Ovens | 2100 | 2100-Hard coal and derivatives | KTOE | ES | 2011 | nrg_101a | 4.1826
Transformation output from Coke Ovens | 2100 | 2100-Hard coal and derivatives | KTOE | TR | 2014 | nrg_101a | 131.3525
Imports | 2121 | 2121-Coke Oven Coke | KTOE | UK | 2012 | nrg_101a | 5.4721
Transformation input in Coke Ovens | 2121 | 2121-Coke Oven Coke | KTOE | CZ | 2010 | nrg_101a | 2.0808
Transformation output from Coke Ovens | 2121 | 2121-Coke Oven Coke | KTOE | AT | 2009 | nrg_101a | 34.7128
Transformation output from Coke Ovens | 2121 | 2121-Coke Oven Coke | KTOE | EE | 2013 | nrg_101a | 0.62802
Transformation output from Coke Ovens | 2121 | 2121-Coke Oven Coke | KTOE | UK | 2009 | nrg_101a | 105.252
Transformation output from Coke Ovens | 2121 | 2121-Coke Oven Coke | KTOE | UA | 2013 | nrg_101a | 501.2311
Consumption in Coke Ovens | 2121 | 2121-Coke Oven Coke | KTOE | ES | 2013 | nrg_101a | 0.94203
Imports | 5540 | 5540-Biomass and renewable wastes | KTOE | BE | 2013 | nrg_107a | 27.9385
Primary production | 5547 | 5547-Biodiesels | KTOE | NO | 2012 | nrg_107a | 2.6251
Primary production | 5547 | 5547-Biodiesels | KTOE | MT | 2011 | nrg_107a | 0.029308
Imports | 5547 | 5547-Biodiesels | KTOE | FI | 2010 | nrg_107a | 0.18003
Imports | 5547 | 5547-Biodiesels | KTOE | FR | 2012 | nrg_107a | 14.3984
Imports | 2121 | 2121-Coke Oven Coke | KTOE | FI | 2014 | nrg_110a | 11.342
Imports | 2121 | 2121-Coke Oven Coke | KTOE | UK | 2009 | nrg_110a | 5.0744
Transformation output from Coke Ovens | 2121 | 2121-Coke Oven Coke | KTOE | BE | 2013 | nrg_110a | 48.0519
Transformation output from Coke Ovens | 2121 | 2121-Coke Oven Coke | KTOE | CZ | 2009 | nrg_110a | 65.4062
Imports | 3286 | 3286-Paraffin Waxes | KTOE | BG | 2013 | nrg_110a | 0.12142
Imports | 3286 | 3286-Paraffin Waxes | KTOE | SK | 2011 | nrg_110a | 0.17166
Primary production | 5547 | 5547-Biodiesels | KTOE | IT | 2009 | nrg_110a | 29.5379
Primary production | 5547 | 5547-Biodiesels | KTOE | NL | 2011 | nrg_110a | 18.1665
Imports | 5547 | 5547-Biodiesels | KTOE | AT | 2013 | nrg_110a | 18.3214
Imports | 5547 | 5547-Biodiesels | KTOE | DK | 2011 | nrg_110a | 3.4164
Imports | 5547 | 5547-Biodiesels | KTOE | SI | 2011 | nrg_110a | 1.2853
Imports | 5547 | 5547-Biodiesels | KTOE | UK | 2009 | nrg_110a | 27.1891
Imports | 2100 | 2100-Hard coal and derivatives | KTOE | DK | 2014 | nrg_101a | 106.2861
Imports | 2100 | 2100-Hard coal and derivatives | KTOE | UK | 2011 | nrg_101a | 851.838
Consumption in Coal Mines | 2100 | 2100-Hard coal and derivatives | KTOE | DE | 2013 | nrg_101a | 0.11304
Transformation output from Coke Ovens | 2100 | 2100-Hard coal and derivatives | KTOE | CZ | 2013 | nrg_101a | 78.2136
Transformation output from Coke Ovens | 2100 | 2100-Hard coal and derivatives | KTOE | EE | 2011 | nrg_101a | 0.68245
Transformation output from Coke Ovens | 2100 | 2100-Hard coal and derivatives | KTOE | UA | 2011 | nrg_101a | 591.5572
Imports | 2118 | 2118-Sub-bituminous Coal | KTOE | SI | 2009 | nrg_101a | 7.4693
Imports | 2121 | 2121-Coke Oven Coke | KTOE | BE | 2009 | nrg_101a | 5.0995
Imports | 2121 | 2121-Coke Oven Coke | KTOE | DK | 2011 | nrg_101a | 0.59871
Imports | 2121 | 2121-Coke Oven Coke | KTOE | FI | 2010 | nrg_101a | 12.5688
Transformation output from Coke Ovens | 2121 | 2121-Coke Oven Coke | KTOE | DE | 2011 | nrg_101a | 227.7159
Transformation output from Coke Ovens | 2121 | 2121-Coke Oven Coke | KTOE | BE | 2011 | nrg_101a | 54.8052
Imports | 3193 | 3193-Other hydrocarbons | KTOE | UK | 2014 | nrg_102a | 0.42705
Primary production | 5540 | 5540-Biomass and renewable wastes | KTOE | LU | 2010 | nrg_107a | 2.9643
Primary production | 5540 | 5540-Biomass and renewable wastes | KTOE | LV | 2012 | nrg_107a | 83.8532
Primary production | 5540 | 5540-Biomass and renewable wastes | KTOE | NL | 2009 | nrg_107a | 103.1795
Imports | 5540 | 5540-Biomass and renewable wastes | KTOE | DK | 2012 | nrg_107a | 52.5988
Imports | 5540 | 5540-Biomass and renewable wastes | KTOE | UK | 2011 | nrg_107a | 69.5427
Consumption in Coal Mines | 3000 | 3000-Total petroleum products | KTOE | EE | 2010 | nrg_110a | 0.67407
Consumption in Coal Mines | 3000 | 3000-Total petroleum products | KTOE | MK | 2014 | nrg_110a | 0.083736
Consumption in Pipeline transport | 3000 | 3000-Total petroleum products | KTOE | PL | 2013 | nrg_110a | 0.041868
Transformation output from Coke Ovens | 2000 | 2000-Solid fuels | KTOE | FR | 2012 | nrg_100a | 95.0362
Primary production | 2000 | 2000-Solid fuels | KTOE | MK | 2013 | nrg_100a | 44.0828
Imports | 2000 | 2000-Solid fuels | KTOE | EL | 2014 | nrg_100a | 8.3443
Transformation input in Patent Fuel Plants | 2000 | 2000-Solid fuels | KTOE | HU | 2009 | nrg_100a | 0.19259
Imports | 2000 | 2000-Solid fuels | KTOE | RO | 2013 | nrg_100a | 45.6361
Transformation input in Coke Ovens | 2000 | 2000-Solid fuels | KTOE | SE | 2009 | nrg_100a | 46.3814
Transformation input in BKB / PB Plants | 2000 | 2000-Solid fuels | KTOE | RS | 2013 | nrg_100a | 16.5086
Transformation output from BKB / PB Plants | 2000 | 2000-Solid fuels | KTOE | RS | 2012 | nrg_100a | 10.3791
Transformation input in Gas Works | 3000 | 3000-Total petroleum products | KTOE | PL | 2013 | nrg_100a | 0.09211
Consumption in Oil and gas extraction | 3000 | 3000-Total petroleum products | KTOE | LT | 2014 | nrg_100a | 0.041868
Transformation input in Coke Ovens | 2000 | 2000-Solid fuels | KTOE | FI | 2013 | nrg_101a | 35.9227
Transformation input in Coke Ovens | 2000 | 2000-Solid fuels | KTOE | NL | 2014 | nrg_101a | 83.3466
Transformation input in Coke Ovens | 2000 | 2000-Solid fuels | KTOE | PL | 2014 | nrg_101a | 377.821
Transformation input in Coke Ovens | 2000 | 2000-Solid fuels | KTOE | SK | 2009 | nrg_101a | 58.7324
Transformation input in Coke Ovens | 2000 | 2000-Solid fuels | KTOE | UK | 2012 | nrg_101a | 150.1303
Primary production | 2000 | 2000-Solid fuels | KTOE | BG | 2009 | nrg_101a | 190.9139
Primary production | 2000 | 2000-Solid fuels | KTOE | DE | 2014 | nrg_101a | 1847.7437
Primary production | 2000 | 2000-Solid fuels | KTOE | ES | 2009 | nrg_101a | 159.5548
Primary production | 2000 | 2000-Solid fuels | KTOE | IE | 2010 | nrg_101a | 41.0893
Primary production | 2000 | 2000-Solid fuels | KTOE | HU | 2014 | nrg_101a | 66.4864
Primary production | 2000 | 2000-Solid fuels | KTOE | UK | 2010 | nrg_101a | 435.5026
Imports | 2000 | 2000-Solid fuels | KTOE | DK | 2013 | nrg_101a | 120.4417
Imports | 2000 | 2000-Solid fuels | KTOE | HR | 2013 | nrg_101a | 31.3968
Imports | 2000 | 2000-Solid fuels | KTOE | IS | 2010 | nrg_101a | 3.6844
Imports | 2000 | 2000-Solid fuels | KTOE | UA | 2011 | nrg_101a | 349.6941
Consumption in Coal Mines | 2000 | 2000-Solid fuels | KTOE | CZ | 2014 | nrg_101a | 10.8689
Consumption in Coal Mines | 2000 | 2000-Solid fuels | KTOE | UK | 2013 | nrg_101a | 0.075362
Consumption in BKB / PB Plants | 2000 | 2000-Solid fuels | KTOE | DE | 2009 | nrg_101a | 8.0093
Consumption in BKB / PB Plants | 2000 | 2000-Solid fuels | KTOE | UA | 2010 | nrg_101a | 0.23027
Primary production | 3000 | 3000-Total petroleum products | KTOE | DE | 2014 | nrg_102a | 146.2994
Imports | 3000 | 3000-Total petroleum products | KTOE | DE | 2014 | nrg_102a | 5302.6031
Imports | 3000 | 3000-Total petroleum products | KTOE | LT | 2013 | nrg_102a | 454.1171
Imports | 3000 | 3000-Total petroleum products | KTOE | IT | 2010 | nrg_102a | 4097.7426
Imports | 3000 | 3000-Total petroleum products | KTOE | HU | 2012 | nrg_102a | 291.4473
Imports | 3000 | 3000-Total petroleum products | KTOE | LU | 2013 | nrg_102a | 117.155
Transformation input in Gas Works | 3000 | 3000-Total petroleum products | KTOE | UA | 2011 | nrg_102a | 0.083736
Consumption in Coal Mines | 3000 | 3000-Total petroleum products | KTOE | PL | 2014 | nrg_102a | 0.95459
Consumption in Coal Mines | 3000 | 3000-Total petroleum products | KTOE | NO | 2009 | nrg_102a | 0.12979
Consumption in Coke Ovens | 3000 | 3000-Total petroleum products | KTOE | BE | 2013 | nrg_102a | 0.041868
Consumption in Coal Mines | 2000 | 2000-Solid fuels | KTOE | SK | 2011 | nrg_110a | 0.020934
Imports | 2000 | 2000-Solid fuels | KTOE | IE | 2010 | nrg_110a | 40.3524
Imports | 2000 | 2000-Solid fuels | KTOE | FR | 2010 | nrg_110a | 517.949
Imports | 2000 | 2000-Solid fuels | KTOE | LV | 2012 | nrg_110a | 3.9523
Imports | 2000 | 2000-Solid fuels | KTOE | MD | 2009 | nrg_110a | 3.295
Imports | 2000 | 2000-Solid fuels | KTOE | NL | 2009 | nrg_110a | 511.7274
Transformation output from BKB / PB Plants | 2000 | 2000-Solid fuels | KTOE | RS | 2010 | nrg_110a | 11.1411
Transformation output from BKB / PB Plants | 2000 | 2000-Solid fuels | KTOE | UA | 2012 | nrg_110a | 4.1994
Transformation output from Coke Ovens | 2000 | 2000-Solid fuels | KTOE | NL | 2011 | nrg_110a | 61.0854
Imports | 3000 | 3000-Total petroleum products | KTOE | DE | 2012 | nrg_110a | 5241.5763
Imports | 3000 | 3000-Total petroleum products | KTOE | NL | 2013 | nrg_110a | 6009.2931
Primary production | 3000 | 3000-Total petroleum products | KTOE | BG | 2009 | nrg_110a | 1.0467
Primary production | 3000 | 3000-Total petroleum products | KTOE | DE | 2014 | nrg_110a | 146.2994
Primary production | 3000 | 3000-Total petroleum products | KTOE | ES | 2009 | nrg_110a | 4.4213
Primary production | 3000 | 3000-Total petroleum products | KTOE | HU | 2014 | nrg_110a | 32.9041
Primary production | 3000 | 3000-Total petroleum products | KTOE | RO | 2010 | nrg_110a | 189.1471
Consumption in Oil and gas extraction | 3000 | 3000-Total petroleum products | KTOE | PL | 2013 | nrg_110a | 0.51916
Consumption in Oil and gas extraction | 3000 | 3000-Total petroleum products | KTOE | UK | 2010 | nrg_110a | 20.9759
Consumption in Coal Mines | 3000 | 3000-Total petroleum products | KTOE | DE | 2013 | nrg_110a | 0.12979
Consumption in Coke Ovens | 3000 | 3000-Total petroleum products | KTOE | BE | 2009 | nrg_110a | 0.041868
Primary production | 4100 | 4100-Natural gas | KTOE | NO | 2012 | nrg_110a | 4219.0425
Imports | 4100 | 4100-Natural gas | KTOE | SI | 2010 | nrg_110a | 35.8725
Imports | 4100 | 4100-Natural gas | KTOE | SE | 2011 | nrg_110a | 48.5083
Consumption in Oil and gas extraction | 4100 | 4100-Natural gas | KTOE | DE | 2011 | nrg_110a | 8.0093
Consumption in Oil and gas extraction | 4100 | 4100-Natural gas | KTOE | DK | 2012 | nrg_110a | 25.0203
Primary production | 5100 | 5100-Nuclear heat | KTOE | NL | 2013 | nrg_110a | 31.221
Primary production | 7200 | 7200-Waste (non-renewable) | KTOE | IT | 2011 | nrg_110a | 47.5244
Primary production | 7200 | 7200-Waste (non-renewable) | KTOE | LU | 2012 | nrg_110a | 1.3523
Primary production | 7200 | 7200-Waste (non-renewable) | KTOE | LT | 2014 | nrg_110a | 0.75362
Transformation output from Coke Ovens | 4000 | 4000-Gas | KTOE | AT | 2009 | nrg_100a | 9.01
Transformation output from Coke Ovens | 4000 | 4000-Gas | KTOE | DE | 2011 | nrg_100a | 59.8964
Imports | 4000 | 4000-Gas | KTOE | BE | 2013 | nrg_100a | 638.8973
Imports | 4000 | 4000-Gas | KTOE | FI | 2011 | nrg_100a | 140.6723
Imports | 4000 | 4000-Gas | KTOE | UK | 2011 | nrg_100a | 1906.6562
Transformation output from Gas Works | 4000 | 4000-Gas | KTOE | HR | 2010 | nrg_100a | 0.17585
Consumption in Oil and gas extraction | 4000 | 4000-Gas | KTOE | BG | 2013 | nrg_100a | 0.033494
Consumption in Oil and gas extraction | 4000 | 4000-Gas | KTOE | DK | 2014 | nrg_100a | 23.0232
Consumption in Coal Mines | 4000 | 4000-Gas | KTOE | CZ | 2013 | nrg_100a | 0.11304
Consumption in Coal Mines | 4000 | 4000-Gas | KTOE | UA | 2011 | nrg_100a | 0.10048
Consumption in Coke Ovens | 4000 | 4000-Gas | KTOE | SK | 2011 | nrg_100a | 6.5607
Consumption in Coke Ovens | 4000 | 4000-Gas | KTOE | TR | 2011 | nrg_100a | 9.2654
Primary production | 5100 | 5100-Nuclear heat | KTOE | NL | 2013 | nrg_100a | 31.221
Primary production | 4100 | 4100-Natural gas | KTOE | NL | 2011 | nrg_110a | 2417.6467
Imports | 4100 | 4100-Natural gas | KTOE | AT | 2009 | nrg_110a | 367.1154
Imports | 4100 | 4100-Natural gas | KTOE | DK | 2014 | nrg_110a | 23.421
Imports | 4100 | 4100-Natural gas | KTOE | FI | 2010 | nrg_110a | 160.6517
Imports | 4100 | 4100-Natural gas | KTOE | UK | 2011 | nrg_110a | 1906.6562
Consumption in Oil and gas extraction | 4100 | 4100-Natural gas | KTOE | EE | 2010 | nrg_110a | 0.48148
Consumption in Coal Mines | 4100 | 4100-Natural gas | KTOE | UA | 2013 | nrg_110a | 0.066989
Consumption in Coke Ovens | 4100 | 4100-Natural gas | KTOE | ES | 2011 | nrg_110a | 0.041868
Primary production | 7200 | 7200-Waste (non-renewable) | KTOE | NL | 2009 | nrg_110a | 31.1665
Transformation output from Coke Ovens | 4000 | 4000-Gas | KTOE | CZ | 2011 | nrg_100a | 18.5433
Transformation output from Coke Ovens | 4000 | 4000-Gas | KTOE | UA | 2009 | nrg_100a | 127.9988
Imports | 4000 | 4000-Gas | KTOE | DK | 2011 | nrg_100a | 31.4722
Imports | 4000 | 4000-Gas | KTOE | SE | 2009 | nrg_100a | 45.6152
Imports | 4000 | 4000-Gas | KTOE | UA | 2013 | nrg_100a | 946.02
Consumption in Oil and gas extraction | 4000 | 4000-Gas | KTOE | AT | 2013 | nrg_100a | 4.0612
Consumption in Oil and gas extraction | 4000 | 4000-Gas | KTOE | AL | 2009 | nrg_100a | 0.14654
Consumption in Oil and gas extraction | 4000 | 4000-Gas | KTOE | CZ | 2013 | nrg_100a | 0.13816
Consumption in Coke Ovens | 4000 | 4000-Gas | KTOE | FI | 2013 | nrg_100a | 2.9852
Consumption in Coke Ovens | 4000 | 4000-Gas | KTOE | UA | 2012 | nrg_100a | 54.5708
Imports | 4100 | 4100-Natural gas | KTOE | MD | 2010 | nrg_110a | 96.7695
Imports | 4100 | 4100-Natural gas | KTOE | NL | 2009 | nrg_110a | 770.1995
Imports | 4100 | 4100-Natural gas | KTOE | TR | 2011 | nrg_110a | 1512.5108
Transformation input in Gas Works | 4100 | 4100-Natural gas | KTOE | DK | 2012 | nrg_110a | 0.54847
Consumption in Oil and gas extraction | 4100 | 4100-Natural gas | KTOE | IT | 2012 | nrg_110a | 34.9095
Consumption in Oil and gas extraction | 4100 | 4100-Natural gas | KTOE | PL | 2011 | nrg_110a | 7.2557
Consumption in Oil and gas extraction | 4100 | 4100-Natural gas | KTOE | UA | 2009 | nrg_110a | 23.8396
Consumption in Oil and gas extraction | 4100 | 4100-Natural gas | KTOE | UK | 2014 | nrg_110a | 137.6787
Consumption in Coke Ovens | 4100 | 4100-Natural gas | KTOE | AT | 2013 | nrg_110a | 0.066989
Primary production | 5100 | 5100-Nuclear heat | KTOE | BG | 2014 | nrg_110a | 171.9686
Primary production | 5100 | 5100-Nuclear heat | KTOE | CZ | 2011 | nrg_110a | 306.3775
Primary production | 5100 | 5100-Nuclear heat | KTOE | FI | 2012 | nrg_110a | 248.2605
Primary production | 7200 | 7200-Waste (non-renewable) | KTOE | BG | 2012 | nrg_110a | 0.27633
Primary production | 7200 | 7200-Waste (non-renewable) | KTOE | CZ | 2010 | nrg_110a | 8.3945
Primary production | 7200 | 7200-Waste (non-renewable) | KTOE | EL | 2013 | nrg_110a | 0.88341
Primary production | 7200 | 7200-Waste (non-renewable) | KTOE | FI | 2011 | nrg_110a | 6.0499
Primary production | 7200 | 7200-Waste (non-renewable) | KTOE | ES | 2009 | nrg_110a | 13.3643
Primary production | 7200 | 7200-Waste (non-renewable) | KTOE | RS | 2009 | nrg_110a | 0.09211
Primary production | 7200 | 7200-Waste (non-renewable) | KTOE | SE | 2009 | nrg_110a | 18.8657
Imports | 7200 | 7200-Waste (non-renewable) | KTOE | HU | 2012 | nrg_110a | 0.037681
Imports | 7200 | 7200-Waste (non-renewable) | KTOE | SK | 2009 | nrg_110a | 0.11304
Primary production | 4000 | 4000-Gas | KTOE | DE | 2012 | nrg_100a | 400.6265
Primary production | 4000 | 4000-Gas | KTOE | DK | 2011 | nrg_100a | 246.9626
Primary production | 4000 | 4000-Gas | KTOE | ES | 2013 | nrg_100a | 2.085
Imports | 5547 | 5547-Biodiesels | KTOE | XK | 2011 | nrg_107a | 0.0041868
Imports | 5547 | 5547-Biodiesels | KTOE | UK | 2011 | nrg_107a | 23.9652
Primary production | 5547 | 5547-Biodiesels | KTOE | LT | 2014 | nrg_107a | 4.4296
Primary production | 5547 | 5547-Biodiesels | KTOE | LV | 2014 | nrg_107a | 2.7884
Imports | 5547 | 5547-Biodiesels | KTOE | BE | 2013 | nrg_107a | 1.2142
Imports | 2118 | 2118-Sub-bituminous Coal | KTOE | SI | 2013 | nrg_110a | 7.599
Imports | 2121 | 2121-Coke Oven Coke | KTOE | BE | 2012 | nrg_110a | 1.6538
Imports | 2121 | 2121-Coke Oven Coke | KTOE | DK | 2009 | nrg_110a | 0.59871
Imports | 2121 | 2121-Coke Oven Coke | KTOE | UA | 2011 | nrg_110a | 4.4757
Transformation input in Coke Ovens | 2121 | 2121-Coke Oven Coke | KTOE | CZ | 2010 | nrg_110a | 2.0808
Consumption in Coke Ovens | 2121 | 2121-Coke Oven Coke | KTOE | ES | 2014 | nrg_110a | 0.79968
Transformation output from Coke Ovens | 2121 | 2121-Coke Oven Coke | KTOE | EE | 2013 | nrg_110a | 0.62802
Transformation output from Coke Ovens | 2121 | 2121-Coke Oven Coke | KTOE | UA | 2013 | nrg_110a | 501.2311
Transformation output from Coke Ovens | 2121 | 2121-Coke Oven Coke | KTOE | UK | 2009 | nrg_110a | 105.252
Imports | 3286 | 3286-Paraffin Waxes | KTOE | FR | 2012 | nrg_110a | 2.6
Imports | 5547 | 5547-Biodiesels | KTOE | FI | 2014 | nrg_110a | 12.7907
Primary production | 2410 | 2410-Oil shale and oil sands | KTOE | EE | 2014 | nrg_110a | 188.9545
Imports | 3193 | 3193-Other hydrocarbons | KTOE | HU | 2012 | nrg_110a | 0.56103
Imports | 3286 | 3286-Paraffin Waxes | KTOE | HR | 2014 | nrg_110a | 0.23446
Imports | 3286 | 3286-Paraffin Waxes | KTOE | LV | 2012 | nrg_110a | 0.29308
Primary production | 5547 | 5547-Biodiesels | KTOE | EL | 2014 | nrg_110a | 5.9285
Primary production | 5547 | 5547-Biodiesels | KTOE | ES | 2012 | nrg_110a | 18.6145
Primary production | 5547 | 5547-Biodiesels | KTOE | IE | 2009 | nrg_110a | 2.4158
Primary production | 5547 | 5547-Biodiesels | KTOE | RO | 2013 | nrg_110a | 5.0577
Imports | 5547 | 5547-Biodiesels | KTOE | CZ | 2012 | nrg_110a | 4.2663
Imports | 5547 | 5547-Biodiesels | KTOE | DE | 2013 | nrg_110a | 30.5427
Imports | 5547 | 5547-Biodiesels | KTOE | IE | 2013 | nrg_110a | 0.97552
Imports | 5547 | 5547-Biodiesels | KTOE | LT | 2011 | nrg_110a | 1.2644
Imports | 5547 | 5547-Biodiesels | KTOE | SK | 2013 | nrg_110a | 1.5868
Imports | 2100 | 2100-Hard coal and derivatives | KTOE | DK | 2013 | nrg_101a | 120.4207
Imports | 2100 | 2100-Hard coal and derivatives | KTOE | UK | 2010 | nrg_101a | 707.7534
Consumption in Coal Mines | 2100 | 2100-Hard coal and derivatives | KTOE | DE | 2011 | nrg_101a | 0.025121
Transformation output from Coke Ovens | 2100 | 2100-Hard coal and derivatives | KTOE | CZ | 2012 | nrg_101a | 78.2262
Transformation output from Coke Ovens | 2100 | 2100-Hard coal and derivatives | KTOE | EE | 2010 | nrg_101a | 0.62802
Transformation output from Coke Ovens | 2100 | 2100-Hard coal and derivatives | KTOE | UA | 2010 | nrg_101a | 561.9565
Imports | 2121 | 2121-Coke Oven Coke | KTOE | DK | 2010 | nrg_101a | 0.62802
Imports | 2121 | 2121-Coke Oven Coke | KTOE | FI | 2009 | nrg_101a | 7.0129
Transformation output from Coke Ovens | 2121 | 2121-Coke Oven Coke | KTOE | AT | 2014 | nrg_101a | 37.9324
Transformation output from Coke Ovens | 2121 | 2121-Coke Oven Coke | KTOE | BE | 2010 | nrg_101a | 55.1485
Transformation output from Coke Ovens | 2121 | 2121-Coke Oven Coke | KTOE | DE | 2010 | nrg_101a | 232.2753
Transformation output from Coke Ovens | 2121 | 2121-Coke Oven Coke | KTOE | UK | 2014 | nrg_101a | 103.5103
Primary production | 5540 | 5540-Biomass and renewable wastes | KTOE | LV | 2011 | nrg_107a | 76.0742
Primary production | 5540 | 5540-Biomass and renewable wastes | KTOE | LU | 2009 | nrg_107a | 2.7591
Imports | 5540 | 5540-Biomass and renewable wastes | KTOE | DK | 2011 | nrg_107a | 42.5379
Imports | 5540 | 5540-Biomass and renewable wastes | KTOE | UK | 2010 | nrg_107a | 72.5824
Imports | 5547 | 5547-Biodiesels | KTOE | UK | 2010 | nrg_107a | 29.0271
Primary production | 5547 | 5547-Biodiesels | KTOE | LT | 2013 | nrg_107a | 4.3417
Primary production | 5547 | 5547-Biodiesels | KTOE | LV | 2013 | nrg_107a | 2.4577
Imports | 5547 | 5547-Biodiesels | KTOE | BE | 2012 | nrg_107a | 3.3076
Imports | 2118 | 2118-Sub-bituminous Coal | KTOE | SI | 2012 | nrg_110a | 9.4538
Imports | 2121 | 2121-Coke Oven Coke | KTOE | BE | 2011 | nrg_110a | 1.6831
Imports | 2121 | 2121-Coke Oven Coke | KTOE | UK | 2014 | nrg_110a | 26.3643
Imports | 2121 | 2121-Coke Oven Coke | KTOE | UA | 2010 | nrg_110a | 8.7211
Transformation input in Coke Ovens | 2121 | 2121-Coke Oven Coke | KTOE | CZ | 2009 | nrg_110a | 1.5659
Consumption in Coke Ovens | 2121 | 2121-Coke Oven Coke | KTOE | ES | 2013 | nrg_110a | 0.94203
Transformation output from Coke Ovens | 2121 | 2121-Coke Oven Coke | KTOE | CZ | 2014 | nrg_110a | 72.3605
Transformation output from Coke Ovens | 2121 | 2121-Coke Oven Coke | KTOE | EE | 2012 | nrg_110a | 0.71176
Transformation output from Coke Ovens | 2121 | 2121-Coke Oven Coke | KTOE | UA | 2012 | nrg_110a | 539.7623
Imports | 3286 | 3286-Paraffin Waxes | KTOE | FR | 2011 | nrg_110a | 4.639
Primary production | 5547 | 5547-Biodiesels | KTOE | IT | 2014 | nrg_110a | 21.4406
Imports | 5547 | 5547-Biodiesels | KTOE | FI | 2013 | nrg_110a | 8.1224
Imports | 5547 | 5547-Biodiesels | KTOE | UK | 2014 | nrg_110a | 26.5024
Primary production | 5547 | 5547-Biodiesels | KTOE | UK | 2014 | nrg_110a | 5.3089
Imports | 5547 | 5547-Biodiesels | KTOE | DE | 2009 | nrg_110a | 21.1726
Imports | 5547 | 5547-Biodiesels | KTOE | IS | 2011 | nrg_110a | 0.0041868
Primary production | 3000 | 3000-Total petroleum products | KTOE | ES | 2011 | nrg_100a | 4.2077
Primary production | 3000 | 3000-Total petroleum products | KTOE | EL | 2013 | nrg_100a | 2.9517
Primary production | 2000 | 2000-Solid fuels | KTOE | CZ | 2013 | nrg_100a | 739.9583
Primary production | 2000 | 2000-Solid fuels | KTOE | DE | 2012 | nrg_100a | 1992.7619
Primary production | 2000 | 2000-Solid fuels | KTOE | ES | 2013 | nrg_100a | 73.8049
Primary production | 2000 | 2000-Solid fuels | KTOE | IE | 2009 | nrg_100a | 23.467
Primary production | 2000 | 2000-Solid fuels | KTOE | RS | 2010 | nrg_100a | 302.668
Primary production | 2000 | 2000-Solid fuels | KTOE | SE | 2013 | nrg_100a | 7.8
Imports | 2000 | 2000-Solid fuels | KTOE | DE | 2009 | nrg_100a | 1105.1394
Imports | 2000 | 2000-Solid fuels | KTOE | HU | 2010 | nrg_100a | 59.0841
Imports | 2000 | 2000-Solid fuels | KTOE | HR | 2011 | nrg_100a | 28.9601
Imports | 2000 | 2000-Solid fuels | KTOE | LU | 2013 | nrg_100a | 1.9678
Imports | 2000 | 2000-Solid fuels | KTOE | IS | 2012 | nrg_100a | 4.1407
Transformation input in Gas Works | 2000 | 2000-Solid fuels | KTOE | CZ | 2012 | nrg_100a | 19.7994
Transformation input in Gas Works | 2000 | 2000-Solid fuels | KTOE | EE | 2011 | nrg_100a | 11.4635
Imports | 2000 | 2000-Solid fuels | KTOE | SK | 2011 | nrg_100a | 133.8981
Imports | 2000 | 2000-Solid fuels | KTOE | TR | 2011 | nrg_100a | 650.5324
Transformation input in Coke Ovens | 2000 | 2000-Solid fuels | KTOE | IT | 2013 | nrg_100a | 89.1119
Consumption in Coke Ovens | 2000 | 2000-Solid fuels | KTOE | PL | 2009 | nrg_100a | 2.1813
Consumption in BKB / PB Plants | 2000 | 2000-Solid fuels | KTOE | CZ | 2009 | nrg_100a | 0.1591
Consumption in BKB / PB Plants | 2000 | 2000-Solid fuels | KTOE | DE | 2009 | nrg_100a | 8.0093
Transformation output from Coke Ovens | 2000 | 2000-Solid fuels | KTOE | SK | 2009 | nrg_100a | 47.0178
Transformation output from Patent Fuel Plants | 2000 | 2000-Solid fuels | KTOE | FR | 2009 | nrg_100a | 0.20515
Transformation output from BKB / PB Plants | 2000 | 2000-Solid fuels | KTOE | UA | 2014 | nrg_100a | 4.7395
Consumption in Coal Mines | 2000 | 2000-Solid fuels | KTOE | SK | 2011 | nrg_100a | 0.020934
Consumption in Coal Mines | 2000 | 2000-Solid fuels | KTOE | UK | 2011 | nrg_100a | 0.10048
Transformation input in Gas Works | 3000 | 3000-Total petroleum products | KTOE | ES | 2010 | nrg_100a | 2.3237
Imports | 3000 | 3000-Total petroleum products | KTOE | DE | 2012 | nrg_100a | 5241.5763
Imports | 3000 | 3000-Total petroleum products | KTOE | CZ | 2009 | nrg_100a | 434.4684
Imports | 3000 | 3000-Total petroleum products | KTOE | IS | 2014 | nrg_100a | 31.6564
Imports | 3000 | 3000-Total petroleum products | KTOE | IE | 2012 | nrg_100a | 347.7682
Imports | 3000 | 3000-Total petroleum products | KTOE | LT | 2010 | nrg_100a | 427.6942
Imports | 3000 | 3000-Total petroleum products | KTOE | MD | 2010 | nrg_100a | 31.4052
Consumption in Oil and gas extraction | 3000 | 3000-Total petroleum products | KTOE | NL | 2009 | nrg_100a | 0.041868
Transformation output from Coke Ovens | 2000 | 2000-Solid fuels | KTOE | AT | 2009 | nrg_101a | 36.5215
Transformation output from Coke Ovens | 2000 | 2000-Solid fuels | KTOE | DE | 2011 | nrg_101a | 227.7159
Transformation output from Coke Ovens | 2000 | 2000-Solid fuels | KTOE | EE | 2011 | nrg_101a | 0.68245
Transformation output from BKB / PB Plants | 2000 | 2000-Solid fuels | KTOE | FI | 2013 | nrg_101a | 0.36006
Transformation input in Patent Fuel Plants | 2000 | 2000-Solid fuels | KTOE | PL | 2014 | nrg_101a | 0.087923
Transformation input in BKB / PB Plants | 2000 | 2000-Solid fuels | KTOE | UA | 2012 | nrg_101a | 3.4499
Primary production | 2000 | 2000-Solid fuels | KTOE | IT | 2013 | nrg_101a | 1.9427
Imports | 2000 | 2000-Solid fuels | KTOE | FR | 2010 | nrg_101a | 517.949
Imports | 2000 | 2000-Solid fuels | KTOE | FI | 2014 | nrg_101a | 152.6298
Imports | 2000 | 2000-Solid fuels | KTOE | SK | 2013 | nrg_101a | 120.2868
Consumption in Coke Ovens | 2000 | 2000-Solid fuels | KTOE | ES | 2011 | nrg_101a | 4.1826
Primary production | 3000 | 3000-Total petroleum products | KTOE | LT | 2010 | nrg_102a | 4.8986
Imports | 3000 | 3000-Total petroleum products | KTOE | AT | 2011 | nrg_102a | 554.7175
Imports | 3000 | 3000-Total petroleum products | KTOE | UA | 2012 | nrg_102a | 417.0806
Consumption in Coal Mines | 3000 | 3000-Total petroleum products | KTOE | MK | 2010 | nrg_102a | 0.041868
Consumption in Coal Mines | 2000 | 2000-Solid fuels | KTOE | BG | 2009 | nrg_110a | 0.054428
Consumption in Coal Mines | 2000 | 2000-Solid fuels | KTOE | CZ | 2012 | nrg_110a | 11.4007
Consumption in Coal Mines | 2000 | 2000-Solid fuels | KTOE | UA | 2010 | nrg_110a | 2.2064
Consumption in Coal Mines | 2000 | 2000-Solid fuels | KTOE | UK | 2009 | nrg_110a | 0.12979
Imports | 2000 | 2000-Solid fuels | KTOE | FI | 2010 | nrg_110a | 166.8189
Imports | 2000 | 2000-Solid fuels | KTOE | SI | 2014 | nrg_110a | 10.0986
Imports | 2000 | 2000-Solid fuels | KTOE | XK | 2014 | nrg_110a | 0.3475
Transformation input in BKB / PB Plants | 2000 | 2000-Solid fuels | KTOE | UA | 2014 | nrg_110a | 3.7932
Transformation output from BKB / PB Plants | 2000 | 2000-Solid fuels | KTOE | BG | 2013 | nrg_110a | 31.5182
Transformation output from Coke Ovens | 2000 | 2000-Solid fuels | KTOE | CZ | 2011 | nrg_110a | 81.4291
Transformation output from Coke Ovens | 2000 | 2000-Solid fuels | KTOE | EE | 2009 | nrg_110a | 0.51498
Transformation output from Coke Ovens | 2000 | 2000-Solid fuels | KTOE | UA | 2009 | nrg_110a | 526.2054
Imports | 3000 | 3000-Total petroleum products | KTOE | BE | 2010 | nrg_110a | 2359.3916
Imports | 3000 | 3000-Total petroleum products | KTOE | UA | 2009 | nrg_110a | 528.8598
Primary production | 4000 | 4000-Gas | KTOE | RS | 2010 | nrg_100a | 12.9079
Primary production | 7200 | 7200-Waste (non-renewable) | KTOE | BG | 2014 | nrg_100a | 0.9504
Primary production | 7200 | 7200-Waste (non-renewable) | KTOE | CZ | 2009 | nrg_100a | 8.2312
Primary production | 7200 | 7200-Waste (non-renewable) | KTOE | DE | 2010 | nrg_100a | 163.5406
Primary production | 7200 | 7200-Waste (non-renewable) | KTOE | FI | 2009 | nrg_100a | 6.0541
Primary production | 7200 | 7200-Waste (non-renewable) | KTOE | IS | 2010 | nrg_100a | 0.016747
Primary production | 7200 | 7200-Waste (non-renewable) | KTOE | RS | 2010 | nrg_100a | 0.38937
Primary production | 7200 | 7200-Waste (non-renewable) | KTOE | SI | 2013 | nrg_100a | 1.4528
Imports | 7200 | 7200-Waste (non-renewable) | KTOE | HU | 2012 | nrg_100a | 0.037681
Imports | 7200 | 7200-Waste (non-renewable) | KTOE | LV | 2012 | nrg_100a | 2.3153
Transformation output from Coke Ovens | 4000 | 4000-Gas | KTOE | NL | 2009 | nrg_100a | 14.0509
Transformation output from Coke Ovens | 4000 | 4000-Gas | KTOE | SK | 2013 | nrg_100a | 11.4258
Imports | 4000 | 4000-Gas | KTOE | MD | 2014 | nrg_100a | 32.0876
Imports | 4000 | 4000-Gas | KTOE | SK | 2009 | nrg_100a | 201.6656
Consumption in Oil and gas extraction | 4000 | 4000-Gas | KTOE | NL | 2011 | nrg_100a | 25.7404
Consumption in Oil and gas extraction | 4000 | 4000-Gas | KTOE | NO | 2009 | nrg_100a | 159.9944
Consumption in Oil and gas extraction | 4000 | 4000-Gas | KTOE | RS | 2014 | nrg_100a | 2.6293
Consumption in Coal Mines | 4000 | 4000-Gas | KTOE | PL | 2012 | nrg_100a | 0.82899
Consumption in Pipeline transport | 4000 | 4000-Gas | KTOE | BG | 2009 | nrg_100a | 5.8448
Primary production | 5100 | 5100-Nuclear heat | KTOE | BE | 2014 | nrg_100a | 363.992
Primary production | 5100 | 5100-Nuclear heat | KTOE | HU | 2011 | nrg_100a | 169.9045
Imports | 2210 | 2210-Lignite/Brown Coal | KTOE | SI | 2009 | nrg_101a | 1.8087
Imports | 2210 | 2210-Lignite/Brown Coal | KTOE | XK | 2009 | nrg_101a | 0.10048
Primary production | 3105 | 3105-Crude oil (without NGL) | KTOE | NL | 2011 | nrg_102a | 43.3376
Imports | 3105 | 3105-Crude oil (without NGL) | KTOE | DK | 2012 | nrg_102a | 155.5815
Imports | 3105 | 3105-Crude oil (without NGL) | KTOE | FI | 2009 | nrg_102a | 450.3699
Imports | 3270A | 3270A-Total fuel oil | KTOE | SI | 2014 | nrg_102a | 4.1198
Imports | 3270A | 3270A-Total fuel oil | KTOE | XK | 2011 | nrg_102a | 3.161
Imports | 3270A | 3270A-Total fuel oil | KTOE | BE | 2013 | nrg_102a | 210.8012
Transformation output from Coke Ovens | 4000 | 4000-Gas | KTOE | UK | 2011 | nrg_103a | 28.6586
Transformation output from Gas Works | 4000 | 4000-Gas | KTOE | HR | 2012 | nrg_103a | 0.096296
Consumption in Oil and gas extraction | 4000 | 4000-Gas | KTOE | BG | 2011 | nrg_103a | 0.025121
Consumption in Coal Mines | 4000 | 4000-Gas | KTOE | CZ | 2009 | nrg_103a | 0.31401
Consumption in Coke Ovens | 4000 | 4000-Gas | KTOE | ES | 2009 | nrg_103a | 8.5453
Imports | 4100 | 4100-Natural gas | KTOE | SI | 2014 | nrg_103a | 26.1005
Consumption in Oil and gas extraction | 4100 | 4100-Natural gas | KTOE | AL | 2013 | nrg_103a | 0.33913
Consumption in Oil and gas extraction | 4100 | 4100-Natural gas | KTOE | EE | 2010 | nrg_103a | 0.48148
Consumption in Oil and gas extraction | 4100 | 4100-Natural gas | KTOE | EL | 2012 | nrg_103a | 0.81224
Consumption in Coke Ovens | 4100 | 4100-Natural gas | KTOE | ES | 2013 | nrg_103a | 0.016747
Consumption in Coke Ovens | 4100 | 4100-Natural gas | KTOE | SK | 2010 | nrg_103a | 0.0041868
Imports | 4000 | 4000-Gas | KTOE | BE | 2012 | nrg_103a | 638.286
Primary production | 5100 | 5100-Nuclear heat | KTOE | NL | 2009 | nrg_104a | 45.879
Imports | 7200 | 7200-Waste (non-renewable) | KTOE | SK | 2009 | nrg_108a | 0.11304
Transformation input in BKB / PB Plants | 2210 | 2210-Lignite/Brown Coal | KTOE | BG | 2010 | nrg_110a | 40.1765
Imports | 2210 | 2210-Lignite/Brown Coal | KTOE | XK | 2009 | nrg_110a | 0.10048
Consumption in Coal Mines | 2210 | 2210-Lignite/Brown Coal | KTOE | TR | 2009 | nrg_110a | 1.2812
Primary production | 3105 | 3105-Crude oil (without NGL) | KTOE | NO | 2012 | nrg_110a | 3258.3771
Imports | 3105 | 3105-Crude oil (without NGL) | KTOE | AT | 2013 | nrg_110a | 324.23
Imports | 3105 | 3105-Crude oil (without NGL) | KTOE | BE | 2011 | nrg_110a | 1229.6632
Imports | 3270A | 3270A-Total fuel oil | KTOE | DK | 2013 | nrg_110a | 118.118
Imports | 3270A | 3270A-Total fuel oil | KTOE | SE | 2009 | nrg_110a | 49.601
Primary production | 4000 | 4000-Gas | KTOE | IT | 2011 | nrg_110a | 289.714
Imports | 4000 | 4000-Gas | KTOE | BE | 2010 | nrg_110a | 818.3268
Imports | 4000 | 4000-Gas | KTOE | AT | 2011 | nrg_110a | 459.8572
Imports | 4000 | 4000-Gas | KTOE | DK | 2013 | nrg_110a | 50.384
Consumption in Oil and gas extraction | 4000 | 4000-Gas | KTOE | BG | 2009 | nrg_110a | 0.0083736
Consumption in Oil and gas extraction | 4000 | 4000-Gas | KTOE | DK | 2012 | nrg_110a | 25.0203
Consumption in Oil and gas extraction | 4000 | 4000-Gas | KTOE | EE | 2014 | nrg_110a | 0.25958
Consumption in Oil and gas extraction | 4000 | 4000-Gas | KTOE | EL | 2014 | nrg_110a | 0.56103
Consumption in Coke Ovens | 4000 | 4000-Gas | KTOE | FI | 2009 | nrg_110a | 2.3237
Consumption in Coke Ovens | 4000 | 4000-Gas | KTOE | FR | 2009 | nrg_110a | 14.5073
Transformation output from Coke Ovens | 4000 | 4000-Gas | KTOE | BE | 2011 | nrg_110a | 15.1102
Transformation output from Gas Works | 4000 | 4000-Gas | KTOE | UA | 2009 | nrg_110a | 1.0634
Consumption in Coke Ovens | 4000 | 4000-Gas | KTOE | UA | 2009 | nrg_110a | 52.3936
Consumption in Coke Ovens | 4000 | 4000-Gas | KTOE | TR | 2009 | nrg_110a | 11.79
Imports | 5547 | 5547-Biodiesels | KTOE | HU | 2014 | nrg_110a | 3.4918
Imports | 5547 | 5547-Biodiesels | KTOE | LV | 2014 | nrg_110a | 0.381
Imports | 5547 | 5547-Biodiesels | KTOE | SK | 2009 | nrg_110a | 1.5575
Primary production | 2100 | 2100-Hard coal and derivatives | KTOE | NO | 2013 | nrg_101a | 52.1257
Imports | 2100 | 2100-Hard coal and derivatives | KTOE | DK | 2009 | nrg_101a | 165.7889
Imports | 2100 | 2100-Hard coal and derivatives | KTOE | SE | 2014 | nrg_101a | 82.8107
Imports | 2100 | 2100-Hard coal and derivatives | KTOE | SI | 2014 | nrg_101a | 9.5627
Consumption in Coal Mines | 2100 | 2100-Hard coal and derivatives | KTOE | TR | 2010 | nrg_101a | 0.95459
Consumption in Coke Ovens | 2100 | 2100-Hard coal and derivatives | KTOE | ES | 2012 | nrg_101a | 14.5408
Imports | 2121 | 2121-Coke Oven Coke | KTOE | UK | 2013 | nrg_101a | 23.3414
Transformation input in Coke Ovens | 2121 | 2121-Coke Oven Coke | KTOE | CZ | 2011 | nrg_101a | 3.1652
Transformation output from Coke Ovens | 2121 | 2121-Coke Oven Coke | KTOE | AT | 2010 | nrg_101a | 38.8158
Transformation output from Coke Ovens | 2121 | 2121-Coke Oven Coke | KTOE | EE | 2014 | nrg_101a | 0.71176
Transformation output from Coke Ovens | 2121 | 2121-Coke Oven Coke | KTOE | UA | 2014 | nrg_101a | 394.9534
Transformation output from Coke Ovens | 2121 | 2121-Coke Oven Coke | KTOE | UK | 2010 | nrg_101a | 114.6555
Consumption in Coke Ovens | 2121 | 2121-Coke Oven Coke | KTOE | ES | 2014 | nrg_101a | 0.79968
Imports | 5540 | 5540-Biomass and renewable wastes | KTOE | BE | 2014 | nrg_107a | 26.5192
Imports | 5540 | 5540-Biomass and renewable wastes | KTOE | UA | 2012 | nrg_107a | 0.029308
Transformation input in BKB / PB Plants | 5540 | 5540-Biomass and renewable wastes | KTOE | UA | 2009 | nrg_107a | 0.0083736
Primary production | 5547 | 5547-Biodiesels | KTOE | LT | 2009 | nrg_107a | 3.8728
Primary production | 5547 | 5547-Biodiesels | KTOE | LV | 2009 | nrg_107a | 1.6705
Primary production | 5547 | 5547-Biodiesels | KTOE | NO | 2013 | nrg_107a | 1.1974
Primary production | 5547 | 5547-Biodiesels | KTOE | MT | 2012 | nrg_107a | 0.041868
Imports | 5547 | 5547-Biodiesels | KTOE | FI | 2011 | nrg_107a | 0.38937
Imports | 5547 | 5547-Biodiesels | KTOE | FR | 2013 | nrg_107a | 17.011
Imports | 2121 | 2121-Coke Oven Coke | KTOE | UK | 2010 | nrg_110a | 3.2196
Consumption in Coke Ovens | 2121 | 2121-Coke Oven Coke | KTOE | ES | 2009 | nrg_110a | 11.9114
Transformation output from Coke Ovens | 2121 | 2121-Coke Oven Coke | KTOE | BE | 2014 | nrg_110a | 41.1269
Transformation output from Coke Ovens | 2121 | 2121-Coke Oven Coke | KTOE | CZ | 2010 | nrg_110a | 72.62
Imports | 3286 | 3286-Paraffin Waxes | KTOE | BG | 2014 | nrg_110a | 0.12142
Imports | 3286 | 3286-Paraffin Waxes | KTOE | SK | 2012 | nrg_110a | 0.12979
Primary production | 5547 | 5547-Biodiesels | KTOE | IT | 2010 | nrg_110a | 29.563
Primary production | 5547 | 5547-Biodiesels | KTOE | NL | 2012 | nrg_110a | 43.5469
Imports | 5547 | 5547-Biodiesels | KTOE | AT | 2014 | nrg_110a | 19.2216
Imports | 5547 | 5547-Biodiesels | KTOE | DK | 2012 | nrg_110a | 11.2541
Imports | 5547 | 5547-Biodiesels | KTOE | FI | 2009 | nrg_110a | 0.079549
Imports | 5547 | 5547-Biodiesels | KTOE | SI | 2012 | nrg_110a | 1.9008
Imports | 5547 | 5547-Biodiesels | KTOE | UK | 2010 | nrg_110a | 29.0271
Imports | 2100 | 2100-Hard coal and derivatives | KTOE | AT | 2011 | nrg_101a | 129.9583
Imports | 2100 | 2100-Hard coal and derivatives | KTOE | FI | 2014 | nrg_101a | 152.1399
Imports | 2100 | 2100-Hard coal and derivatives | KTOE | SI | 2009 | nrg_101a | 8.9681
Imports | 2100 | 2100-Hard coal and derivatives | KTOE | SE | 2009 | nrg_101a | 58.946
Imports | 2100 | 2100-Hard coal and derivatives | KTOE | UA | 2011 | nrg_101a | 349.4722
Imports | 2100 | 2100-Hard coal and derivatives | KTOE | XK | 2014 | nrg_101a | 0.33913
Consumption in Coal Mines | 2100 | 2100-Hard coal and derivatives | KTOE | UA | 2010 | nrg_101a | 2.1855
Transformation output from Coke Ovens | 2100 | 2100-Hard coal and derivatives | KTOE | BE | 2013 | nrg_101a | 50.2374
Transformation output from Coke Ovens | 2100 | 2100-Hard coal and derivatives | KTOE | DE | 2013 | nrg_101a | 235.7796
Transformation output from Coke Ovens | 2100 | 2100-Hard coal and derivatives | KTOE | TR | 2010 | nrg_101a | 121.8108
Imports | 2118 | 2118-Sub-bituminous Coal | KTOE | AT | 2011 | nrg_101a | 1.5617
Transformation output from Coke Ovens | 2121 | 2121-Coke Oven Coke | KTOE | CZ | 2011 | nrg_101a | 73.7002
Transformation output from Coke Ovens | 2121 | 2121-Coke Oven Coke | KTOE | EE | 2009 | nrg_101a | 0.51498
Transformation output from Coke Ovens | 2121 | 2121-Coke Oven Coke | KTOE | UA | 2009 | nrg_101a | 496.6131
Consumption in Coke Ovens | 2121 | 2121-Coke Oven Coke | KTOE | ES | 2009 | nrg_101a | 11.9114
Imports | 3286 | 3286-Paraffin Waxes | KTOE | FI | 2014 | nrg_102a | 0.079549
Primary production | 5540 | 5540-Biomass and renewable wastes | KTOE | LT | 2013 | nrg_107a | 49.6638
Primary production | 5540 | 5540-Biomass and renewable wastes | KTOE | MT | 2012 | nrg_107a | 0.13398
Primary production | 5540 | 5540-Biomass and renewable wastes | KTOE | NO | 2012 | nrg_107a | 59.5237
Imports | 5540 | 5540-Biomass and renewable wastes | KTOE | BE | 2009 | nrg_107a | 22.8097
Imports | 5540 | 5540-Biomass and renewable wastes | KTOE | FI | 2012 | nrg_107a | 11.7105
Imports | 5540 | 5540-Biomass and renewable wastes | KTOE | FR | 2014 | nrg_107a | 23.5047
Imports | 5540 | 5540-Biomass and renewable wastes | KTOE | SK | 2014 | nrg_107a | 2.8973
Consumption in Coal Mines | 5540 | 5540-Biomass and renewable wastes | KTOE | UA | 2010 | nrg_107a | 0.062802
Imports | 5547 | 5547-Biodiesels | KTOE | SI | 2014 | nrg_107a | 1.5533
Imports | 3000 | 3000-Total petroleum products | KTOE | UK | 2013 | nrg_110a | 3784.9049
Consumption in Coke Ovens | 3000 | 3000-Total petroleum products | KTOE | UA | 2013 | nrg_110a | 0.33913
Transformation output from Coke Ovens | 2000 | 2000-Solid fuels | KTOE | DE | 2009 | nrg_100a | 192.9738
Transformation output from Coke Ovens | 2000 | 2000-Solid fuels | KTOE | EE | 2013 | nrg_100a | 0.62802
Primary production | 3000 | 3000-Total petroleum products | KTOE | IT | 2013 | nrg_100a | 244.731
Primary production | 3000 | 3000-Total petroleum products | KTOE | NO | 2014 | nrg_100a | 3640.5901
Primary production | 2000 | 2000-Solid fuels | KTOE | LT | 2009 | nrg_100a | 0.61965
Imports | 2000 | 2000-Solid fuels | KTOE | UA | 2010 | nrg_100a | 327.3198
Transformation input in BKB / PB Plants | 2000 | 2000-Solid fuels | KTOE | IE | 2014 | nrg_100a | 4.5636
Consumption in Coke Ovens | 2000 | 2000-Solid fuels | KTOE | ES | 2009 | nrg_100a | 11.9114
Transformation output from BKB / PB Plants | 2000 | 2000-Solid fuels | KTOE | BG | 2009 | nrg_100a | 33.44
Transformation output from BKB / PB Plants | 2000 | 2000-Solid fuels | KTOE | CZ | 2009 | nrg_100a | 3.3997
Transformation output from BKB / PB Plants | 2000 | 2000-Solid fuels | KTOE | DE | 2013 | nrg_100a | 139.4581
Transformation output from BKB / PB Plants | 2000 | 2000-Solid fuels | KTOE | FI | 2009 | nrg_100a | 0.84155
Consumption in Coal Mines | 2000 | 2000-Solid fuels | KTOE | CZ | 2013 | nrg_100a | 9.8432
Consumption in Coal Mines | 2000 | 2000-Solid fuels | KTOE | DE | 2009 | nrg_100a | 0.35588
Consumption in Coal Mines | 2000 | 2000-Solid fuels | KTOE | TR | 2009 | nrg_100a | 2.2776
Imports | 3000 | 3000-Total petroleum products | KTOE | DK | 2009 | nrg_100a | 365.964
Imports | 3000 | 3000-Total petroleum products | KTOE | FI | 2012 | nrg_100a | 697.4665
Imports | 3000 | 3000-Total petroleum products | KTOE | UK | 2013 | nrg_100a | 3784.9049
Consumption in Oil and gas extraction | 3000 | 3000-Total petroleum products | KTOE | LT | 2012 | nrg_102a | 0.041868
Consumption in Oil and gas extraction | 3000 | 3000-Total petroleum products | KTOE | NL | 2014 | nrg_102a | 0.17166
Consumption in Oil and gas extraction | 3000 | 3000-Total petroleum products | KTOE | NO | 2013 | nrg_102a | 11.5932
Consumption in Oil and gas extraction | 3000 | 3000-Total petroleum products | KTOE | PL | 2009 | nrg_102a | 0.38937
Consumption in Coal Mines | 2000 | 2000-Solid fuels | KTOE | PL | 2014 | nrg_110a | 0.8248
Consumption in Coke Ovens | 2000 | 2000-Solid fuels | KTOE | PL | 2009 | nrg_110a | 2.1813
Primary production | 2000 | 2000-Solid fuels | KTOE | CZ | 2010 | nrg_110a | 867.9195
Primary production | 2000 | 2000-Solid fuels | KTOE | ES | 2009 | nrg_110a | 159.5548
Primary production | 2000 | 2000-Solid fuels | KTOE | SE | 2009 | nrg_110a | 8.7755
Imports | 2000 | 2000-Solid fuels | KTOE | HU | 2010 | nrg_110a | 59.0841
Imports | 2000 | 2000-Solid fuels | KTOE | LU | 2012 | nrg_110a | 2.2358
Imports | 2000 | 2000-Solid fuels | KTOE | LT | 2009 | nrg_110a | 6.2132
Imports | 2000 | 2000-Solid fuels | KTOE | IT | 2010 | nrg_110a | 586.1562
Transformation input in Patent Fuel Plants | 2000 | 2000-Solid fuels | KTOE | BG | 2014 | nrg_110a | 0.5066
Transformation input in BKB / PB Plants | 2000 | 2000-Solid fuels | KTOE | FI | 2011 | nrg_110a | 0.78293
Transformation input in Coke Ovens | 2000 | 2000-Solid fuels | KTOE | FI | 2009 | nrg_110a | 31.3215
Transformation input in Coke Ovens | 2000 | 2000-Solid fuels | KTOE | IT | 2009 | nrg_110a | 105.1599
Transformation input in Coke Ovens | 2000 | 2000-Solid fuels | KTOE | SK | 2011 | nrg_110a | 60.897
Transformation input in Gas Works | 2000 | 2000-Solid fuels | KTOE | CZ | 2011 | nrg_110a | 20.105
Transformation input in Gas Works | 2000 | 2000-Solid fuels | KTOE | UA | 2014 | nrg_110a | 1.2812
Consumption in BKB / PB Plants | 2000 | 2000-Solid fuels | KTOE | UA | 2013 | nrg_110a | 0.16329
Imports | 3000 | 3000-Total petroleum products | KTOE | CZ | 2009 | nrg_110a | 434.4684
Imports | 3000 | 3000-Total petroleum products | KTOE | HU | 2014 | nrg_110a | 341.7099
Imports | 3000 | 3000-Total petroleum products | KTOE | FR | 2010 | nrg_110a | 4445.607
Imports | 3000 | 3000-Total petroleum products | KTOE | MD | 2011 | nrg_110a | 34.9723
Primary production | 3000 | 3000-Total petroleum products | KTOE | CZ | 2010 | nrg_110a | 11.2583
Consumption in Oil and gas extraction | 3000 | 3000-Total petroleum products | KTOE | NO | 2011 | nrg_110a | 9.4789
Consumption in Coal Mines | 3000 | 3000-Total petroleum products | KTOE | NO | 2012 | nrg_110a | 0.21353
Transformation output from Coke Ovens | 2000 | 2000-Solid fuels | KTOE | NL | 2011 | nrg_100a | 61.0854
Primary production | 3000 | 3000-Total petroleum products | KTOE | DE | 2014 | nrg_100a | 146.2994
Primary production | 3000 | 3000-Total petroleum products | KTOE | RO | 2012 | nrg_100a | 171.4955
Primary production | 2000 | 2000-Solid fuels | KTOE | FI | 2012 | nrg_100a | 41.5414
Primary production | 2000 | 2000-Solid fuels | KTOE | EL | 2013 | nrg_100a | 281.7005
Imports | 2000 | 2000-Solid fuels | KTOE | IE | 2012 | nrg_100a | 56.0906
Imports | 2000 | 2000-Solid fuels | KTOE | FR | 2014 | nrg_100a | 384.9302
Transformation input in Gas Works | 2000 | 2000-Solid fuels | KTOE | UA | 2009 | nrg_100a | 1.3398
Transformation input in Coke Ovens | 2000 | 2000-Solid fuels | KTOE | FI | 2011 | nrg_100a | 35.6004
Transformation input in Coke Ovens | 2000 | 2000-Solid fuels | KTOE | NL | 2012 | nrg_100a | 78.6155
Transformation input in Coke Ovens | 2000 | 2000-Solid fuels | KTOE | PL | 2012 | nrg_100a | 352.516
Transformation input in Coke Ovens | 2000 | 2000-Solid fuels | KTOE | UK | 2010 | nrg_100a | 164.7296
Transformation input in BKB / PB Plants | 2000 | 2000-Solid fuels | KTOE | FI | 2013 | nrg_100a | 0.30982
Primary production | 5547 | 5547-Biodiesels | KTOE | NL | 2013 | nrg_107a | 50.8738
Imports | 2121 | 2121-Coke Oven Coke | KTOE | FI | 2010 | nrg_110a | 12.5688
Imports | 2121 | 2121-Coke Oven Coke | KTOE | SI | 2014 | nrg_110a | 0.91272
Transformation output from Coke Ovens | 2121 | 2121-Coke Oven Coke | KTOE | AT | 2013 | nrg_110a | 38.6442
Transformation output from Coke Ovens | 2121 | 2121-Coke Oven Coke | KTOE | BE | 2009 | nrg_110a | 44.8574
Imports | 3193 | 3193-Other hydrocarbons | KTOE | UK | 2014 | nrg_110a | 0.42705
Imports | 3286 | 3286-Paraffin Waxes | KTOE | UK | 2014 | nrg_110a | 2.3823
Primary production | 5547 | 5547-Biodiesels | KTOE | NO | 2011 | nrg_110a | 3.3578
Imports | 5547 | 5547-Biodiesels | KTOE | AT | 2009 | nrg_110a | 13.628
Transformation output from Coke Ovens | 2100 | 2100-Hard coal and derivatives | KTOE | BE | 2012 | nrg_101a | 54.9015
Transformation output from Coke Ovens | 2100 | 2100-Hard coal and derivatives | KTOE | DE | 2012 | nrg_101a | 229.4241
Transformation output from Coke Ovens | 2100 | 2100-Hard coal and derivatives | KTOE | TR | 2009 | nrg_101a | 97.9544
Imports | 2118 | 2118-Sub-bituminous Coal | KTOE | AT | 2010 | nrg_101a | 1.5072
Transformation output from Coke Ovens | 2121 | 2121-Coke Oven Coke | KTOE | CZ | 2010 | nrg_101a | 72.62
Imports | 3286 | 3286-Paraffin Waxes | KTOE | FI | 2013 | nrg_102a | 0.12142
Imports | 3286 | 3286-Paraffin Waxes | KTOE | UK | 2014 | nrg_102a | 2.3823
Primary production | 5540 | 5540-Biomass and renewable wastes | KTOE | LT | 2012 | nrg_107a | 46.5195
Primary production | 5540 | 5540-Biomass and renewable wastes | KTOE | MT | 2011 | nrg_107a | 0.09211
Primary production | 5540 | 5540-Biomass and renewable wastes | KTOE | NO | 2011 | nrg_107a | 61.165
Imports | 5540 | 5540-Biomass and renewable wastes | KTOE | FI | 2011 | nrg_107a | 7.419
Imports | 5540 | 5540-Biomass and renewable wastes | KTOE | FR | 2013 | nrg_107a | 19.1881
Imports | 5540 | 5540-Biomass and renewable wastes | KTOE | SK | 2013 | nrg_107a | 1.8966
Consumption in Coal Mines | 5540 | 5540-Biomass and renewable wastes | KTOE | UA | 2009 | nrg_107a | 0.058615
Imports | 5547 | 5547-Biodiesels | KTOE | SI | 2013 | nrg_107a | 2.1353
Primary production | 5547 | 5547-Biodiesels | KTOE | NL | 2012 | nrg_107a | 43.5469
Imports | 2118 | 2118-Sub-bituminous Coal | KTOE | AT | 2014 | nrg_110a | 1.8841
Imports | 2121 | 2121-Coke Oven Coke | KTOE | AT | 2014 | nrg_110a | 33.8
Imports | 2121 | 2121-Coke Oven Coke | KTOE | FI | 2009 | nrg_110a | 7.0129
Imports | 2121 | 2121-Coke Oven Coke | KTOE | SE | 2014 | nrg_110a | 2.7926
Imports | 2121 | 2121-Coke Oven Coke | KTOE | SI | 2013 | nrg_110a | 0.88341
Transformation output from Coke Ovens | 2121 | 2121-Coke Oven Coke | KTOE | AT | 2012 | nrg_110a | 37.363
Transformation output from Coke Ovens | 2121 | 2121-Coke Oven Coke | KTOE | DE | 2014 | nrg_110a | 249.9436
Imports | 3286 | 3286-Paraffin Waxes | KTOE | FI | 2014 | nrg_110a | 0.079549
Imports | 3286 | 3286-Paraffin Waxes | KTOE | UK | 2013 | nrg_110a | 2.2064
Imports | 3286 | 3286-Paraffin Waxes | KTOE | UK | 2010 | nrg_102a | 1.6789
Primary production | 5540 | 5540-Biomass and renewable wastes | KTOE | NL | 2014 | nrg_107a | 163.997
Imports | 5540 | 5540-Biomass and renewable wastes | KTOE | FR | 2009 | nrg_107a | 17.1115
Imports | 5540 | 5540-Biomass and renewable wastes | KTOE | SI | 2012 | nrg_107a | 2.152
Imports | 5540 | 5540-Biomass and renewable wastes | KTOE | SK | 2009 | nrg_107a | 2.0013
Imports | 5540 | 5540-Biomass and renewable wastes | KTOE | XK | 2012 | nrg_107a | 0.14654
Imports | 5547 | 5547-Biodiesels | KTOE | BG | 2011 | nrg_107a | 0.52335
Imports | 5547 | 5547-Biodiesels | KTOE | DK | 2011 | nrg_107a | 3.4164
Imports | 2118 | 2118-Sub-bituminous Coal | KTOE | AT | 2010 | nrg_110a | 1.5072
Imports | 2121 | 2121-Coke Oven Coke | KTOE | AT | 2010 | nrg_110a | 35.6799
Imports | 2121 | 2121-Coke Oven Coke | KTOE | DK | 2014 | nrg_110a | 0.39775
Imports | 2121 | 2121-Coke Oven Coke | KTOE | SI | 2009 | nrg_110a | 0.71176
Imports | 2121 | 2121-Coke Oven Coke | KTOE | SE | 2010 | nrg_110a | 7.038
Transformation output from Coke Ovens | 2121 | 2121-Coke Oven Coke | KTOE | DE | 2010 | nrg_110a | 232.2753
Transformation output from Coke Ovens | 2121 | 2121-Coke Oven Coke | KTOE | UK | 2014 | nrg_110a | 103.5103
Imports | 3286 | 3286-Paraffin Waxes | KTOE | FI | 2010 | nrg_110a | 0.12142
Imports | 3286 | 3286-Paraffin Waxes | KTOE | UK | 2009 | nrg_110a | 1.3984
Primary production | 5547 | 5547-Biodiesels | KTOE | LT | 2013 | nrg_110a | 4.3417
Primary production | 5547 | 5547-Biodiesels | KTOE | MT | 2014 | nrg_110a | 0.041868
Imports | 5547 | 5547-Biodiesels | KTOE | BE | 2011 | nrg_110a | 3.5044
Imports | 5547 | 5547-Biodiesels | KTOE | SE | 2014 | nrg_110a | 22.1817
Transformation output from Coke Ovens | 2100 | 2100-Hard coal and derivatives | KTOE | DE | 2014 | nrg_101a | 249.9436
Transformation output from Coke Ovens | 2100 | 2100-Hard coal and derivatives | KTOE | TR | 2011 | nrg_101a | 111.2349
Imports | 2118 | 2118-Sub-bituminous Coal | KTOE | AT | 2012 | nrg_101a | 1.6287
Imports | 2121 | 2121-Coke Oven Coke | KTOE | UK | 2009 | nrg_101a | 5.0744
Transformation output from Coke Ovens | 2121 | 2121-Coke Oven Coke | KTOE | CZ | 2012 | nrg_101a | 70.3089
Transformation output from Coke Ovens | 2121 | 2121-Coke Oven Coke | KTOE | EE | 2010 | nrg_101a | 0.62802
Transformation output from Coke Ovens | 2121 | 2121-Coke Oven Coke | KTOE | UA | 2010 | nrg_101a | 530.0991
Consumption in Coal Mines | 2121 | 2121-Coke Oven Coke | KTOE | DE | 2013 | nrg_101a | 0.11304
Consumption in Coke Ovens | 2121 | 2121-Coke Oven Coke | KTOE | ES | 2010 | nrg_101a | 9.8599
Primary production | 4100 | 4100-Natural gas | KTOE | NL | 2009 | nrg_110a | 2361.7655
Imports | 4100 | 4100-Natural gas | KTOE | BE | 2014 | nrg_110a | 564.0876
Imports | 4100 | 4100-Natural gas | KTOE | DK | 2012 | nrg_110a | 34.4071
Imports | 4100 | 4100-Natural gas | KTOE | UK | 2009 | nrg_110a | 1482.1314
Consumption in Coal Mines | 4100 | 4100-Natural gas | KTOE | UA | 2011 | nrg_110a | 0.10048
Primary production | 4000 | 4000-Gas | KTOE | NO | 2014 | nrg_100a | 3977.0288
Primary production | 7200 | 7200-Waste (non-renewable) | KTOE | LV | 2014 | nrg_100a | 0.33913
Transformation output from Coke Ovens | 4000 | 4000-Gas | KTOE | BE | 2013 | nrg_100a | 13.1507
Transformation output from Coke Ovens | 4000 | 4000-Gas | KTOE | CZ | 2009 | nrg_100a | 16.7472
Imports | 4000 | 4000-Gas | KTOE | SI | 2013 | nrg_100a | 28.8596
Imports | 4000 | 4000-Gas | KTOE | UA | 2011 | nrg_100a | 1515.1778
Consumption in Oil and gas extraction | 4000 | 4000-Gas | KTOE | AT | 2011 | nrg_100a | 8.4029
Consumption in Oil and gas extraction | 4000 | 4000-Gas | KTOE | CZ | 2011 | nrg_100a | 0.13816
Consumption in Coke Ovens | 4000 | 4000-Gas | KTOE | FI | 2011 | nrg_100a | 3.0187
Consumption in Coke Ovens | 4000 | 4000-Gas | KTOE | UA | 2010 | nrg_100a | 54.9559
Primary production | 4100 | 4100-Natural gas | KTOE | EL | 2011 | nrg_110a | 0.26796
Imports | 4100 | 4100-Natural gas | KTOE | HR | 2010 | nrg_110a | 36.3665
Imports | 4100 | 4100-Natural gas | KTOE | MD | 2014 | nrg_110a | 32.0876
Imports | 4100 | 4100-Natural gas | KTOE | LV | 2010 | nrg_110a | 37.811
Imports | 4100 | 4100-Natural gas | KTOE | NL | 2013 | nrg_110a | 809.949
Consumption in Oil and gas extraction | 4100 | 4100-Natural gas | KTOE | RO | 2010 | nrg_110a | 15.0599
Consumption in Oil and gas extraction | 4100 | 4100-Natural gas | KTOE | UA | 2013 | nrg_110a | 15.6293
Consumption in Pipeline transport | 4100 | 4100-Natural gas | KTOE | AT | 2009 | nrg_110a | 7.5614
Primary production | 5100 | 5100-Nuclear heat | KTOE | SE | 2009 | nrg_110a | 563.4679
Primary production | 7200 | 7200-Waste (non-renewable) | KTOE | CZ | 2014 | nrg_110a | 10.4712
Primary production | 7200 | 7200-Waste (non-renewable) | KTOE | DE | 2010 | nrg_110a | 163.5406
Primary production | 7200 | 7200-Waste (non-renewable) | KTOE | ES | 2013 | nrg_110a | 8.361
Primary production | 7200 | 7200-Waste (non-renewable) | KTOE | IE | 2012 | nrg_110a | 1.8338
Primary production | 7200 | 7200-Waste (non-renewable) | KTOE | RS | 2013 | nrg_110a | 0.037681
Primary production | 7200 | 7200-Waste (non-renewable) | KTOE | SE | 2013 | nrg_110a | 24.476
Imports | 7200 | 7200-Waste (non-renewable) | KTOE | LV | 2010 | nrg_110a | 0.762
Imports | 7200 | 7200-Waste (non-renewable) | KTOE | SK | 2014 | nrg_110a | 0.046055
Primary production | 4000 | 4000-Gas | KTOE | BG | 2010 | nrg_100a | 2.4744
Primary production | 4000 | 4000-Gas | KTOE | CZ | 2011 | nrg_100a | 7.9298
Primary production | 4000 | 4000-Gas | KTOE | IT | 2012 | nrg_100a | 295.0647
Primary production | 4000 | 4000-Gas | KTOE | RS | 2014 | nrg_100a | 18.5768
Primary production | 4000 | 4000-Gas | KTOE | UA | 2009 | nrg_100a | 676.5157
Primary production | 7200 | 7200-Waste (non-renewable) | KTOE | CZ | 2013 | nrg_100a | 9.0351
Primary production | 7200 | 7200-Waste (non-renewable) | KTOE | DE | 2014 | nrg_100a | 180.1245
Primary production | 7200 | 7200-Waste (non-renewable) | KTOE | FI | 2013 | nrg_100a | 8.7588
Primary production | 7200 | 7200-Waste (non-renewable) | KTOE | RS | 2014 | nrg_100a | 0.033494
Imports | 4000 | 4000-Gas | KTOE | IT | 2012 | nrg_100a | 2322.2924
Imports | 4000 | 4000-Gas | KTOE | LT | 2011 | nrg_100a | 114.1029
Imports | 4000 | 4000-Gas | KTOE | HU | 2012 | nrg_100a | 282.3997
Imports | 4000 | 4000-Gas | KTOE | NL | 2012 | nrg_100a | 782.7683
Imports | 4000 | 4000-Gas | KTOE | SK | 2013 | nrg_100a | 182.4566
Transformation input in Coke Ovens | 4000 | 4000-Gas | KTOE | UK | 2010 | nrg_100a | 0.85411
Consumption in Oil and gas extraction | 4000 | 4000-Gas | KTOE | NO | 2013 | nrg_100a | 148.7151
Consumption in Coke Ovens | 4000 | 4000-Gas | KTOE | CZ | 2010 | nrg_100a | 9.437
Consumption in Coke Ovens | 4000 | 4000-Gas | KTOE | BE | 2011 | nrg_100a | 6.3932
Consumption in Coke Ovens | 4000 | 4000-Gas | KTOE | IT | 2010 | nrg_100a | 0.15491
Consumption in Coke Ovens | 4000 | 4000-Gas | KTOE | HU | 2009 | nrg_100a | 2.8805
Consumption in Coke Ovens | 4000 | 4000-Gas | KTOE | PL | 2009 | nrg_100a | 32.3975
Consumption in Pipeline transport | 4000 | 4000-Gas | KTOE | BG | 2013 | nrg_100a | 7.6074
Primary production | 5100 | 5100-Nuclear heat | KTOE | BG | 2010 | nrg_100a | 165.634
Primary production | 5100 | 5100-Nuclear heat | KTOE | FI | 2009 | nrg_100a | 254.0801
Primary production | 5100 | 5100-Nuclear heat | KTOE | UA | 2013 | nrg_100a | 905.496
Imports | 2210 | 2210-Lignite/Brown Coal | KTOE | SI | 2013 | nrg_101a | 2.0934
Imports | 2210 | 2210-Lignite/Brown Coal | KTOE | XK | 2013 | nrg_101a | 0.025121
Primary production | 3105 | 3105-Crude oil (without NGL) | KTOE | NO | 2011 | nrg_102a | 3679.4101
Imports | 3270A | 3270A-Total fuel oil | KTOE | UK | 2009 | nrg_102a | 49.6387
Imports | 3270A | 3270A-Total fuel oil | KTOE | BG | 2010 | nrg_102a | 1.7208
Imports | 3270A | 3270A-Total fuel oil | KTOE | DK | 2010 | nrg_102a | 101.442
Transformation output from Coke Ovens | 4000 | 4000-Gas | KTOE | AT | 2009 | nrg_103a | 9.01
Transformation output from Coke Ovens | 4000 | 4000-Gas | KTOE | DE | 2011 | nrg_103a | 59.8964
Consumption in Oil and gas extraction | 4000 | 4000-Gas | KTOE | DE | 2009 | nrg_103a | 7.934
Consumption in Oil and gas extraction | 4000 | 4000-Gas | KTOE | DK | 2010 | nrg_103a | 25.9623
Consumption in Coke Ovens | 2000 | 2000-Solid fuels | KTOE | IT | 2013 | nrg_100a | 1.457
Transformation output from Coke Ovens | 2000 | 2000-Solid fuels | KTOE | SE | 2011 | nrg_100a | 34.8551
Transformation output from Coke Ovens | 2000 | 2000-Solid fuels | KTOE | TR | 2012 | nrg_100a | 116.0539
Transformation output from BKB / PB Plants | 2000 | 2000-Solid fuels | KTOE | LT | 2010 | nrg_100a | 0.12142
Consumption in Coal Mines | 2000 | 2000-Solid fuels | KTOE | PL | 2010 | nrg_100a | 2.0264
Consumption in Patent Fuel Plants | 2000 | 2000-Solid fuels | KTOE | HU | 2011 | nrg_100a | 0.029308
Consumption in BKB / PB Plants | 2000 | 2000-Solid fuels | KTOE | UA | 2014 | nrg_100a | 0.21353
Imports | 3000 | 3000-Total petroleum products | KTOE | HU | 2009 | nrg_100a | 323.2879
Imports | 3000 | 3000-Total petroleum products | KTOE | FR | 2010 | nrg_100a | 4445.607
Imports | 3000 | 3000-Total petroleum products | KTOE | IT | 2014 | nrg_100a | 3028.4506
Imports | 3000 | 3000-Total petroleum products | KTOE | LU | 2012 | nrg_100a | 119.3657
Imports | 3000 | 3000-Total petroleum products | KTOE | TR | 2010 | nrg_100a | 1514.7131
Consumption in Oil and gas extraction | 3000 | 3000-Total petroleum products | KTOE | RO | 2012 | nrg_100a | 2.7507
Consumption in Oil and gas extraction | 3000 | 3000-Total petroleum products | KTOE | PL | 2011 | nrg_100a | 0.30145
Consumption in Coal Mines | 3000 | 3000-Total petroleum products | KTOE | SK | 2011 | nrg_100a | 0.041868
Consumption in Coke Ovens | 3000 | 3000-Total petroleum products | KTOE | BE | 2013 | nrg_100a | 0.041868
Transformation output from Coke Ovens | 2000 | 2000-Solid fuels | KTOE | CZ | 2013 | nrg_101a | 78.2136
Transformation output from Coke Ovens | 2000 | 2000-Solid fuels | KTOE | UA | 2011 | nrg_101a | 591.5572
Transformation output from BKB / PB Plants | 2000 | 2000-Solid fuels | KTOE | BG | 2011 | nrg_101a | 17.1198
Transformation output from BKB / PB Plants | 2000 | 2000-Solid fuels | KTOE | IE | 2013 | nrg_101a | 4.7981
Transformation input in BKB / PB Plants | 2000 | 2000-Solid fuels | KTOE | IE | 2014 | nrg_101a | 4.5636
Primary production | 2000 | 2000-Solid fuels | KTOE | LT | 2012 | nrg_101a | 0.71594
Imports | 2000 | 2000-Solid fuels | KTOE | AT | 2009 | nrg_101a | 115.6855
Imports | 2000 | 2000-Solid fuels | KTOE | XK | 2011 | nrg_101a | 1.4361
Imports | 2000 | 2000-Solid fuels | KTOE | UK | 2014 | nrg_101a | 1111.5787
Primary production | 3000 | 3000-Total petroleum products | KTOE | IT | 2013 | nrg_102a | 244.731
Imports | 3000 | 3000-Total petroleum products | KTOE | DK | 2014 | nrg_102a | 501.3651
Imports | 3000 | 3000-Total petroleum products | KTOE | FI | 2012 | nrg_102a | 697.4665
Imports | 3000 | 3000-Total petroleum products | KTOE | UK | 2013 | nrg_102a | 3784.9049
Consumption in Oil and gas extraction | 3000 | 3000-Total petroleum products | KTOE | AL | 2011 | nrg_102a | 0.40193
Consumption in Coal Mines | 3000 | 3000-Total petroleum products | KTOE | CZ | 2010 | nrg_102a | 0.6029
Consumption in Coal Mines | 3000 | 3000-Total petroleum products | KTOE | DE | 2012 | nrg_102a | 0.12979
Consumption in Coke Ovens | 2000 | 2000-Solid fuels | KTOE | ES | 2009 | nrg_110a | 11.9114
Imports | 2000 | 2000-Solid fuels | KTOE | AT | 2013 | nrg_110a | 130.9715
Imports | 2000 | 2000-Solid fuels | KTOE | BE | 2014 | nrg_110a | 160.5303
Imports | 2000 | 2000-Solid fuels | KTOE | DK | 2011 | nrg_110a | 150.2391
Imports | 2000 | 2000-Solid fuels | KTOE | UA | 2013 | nrg_110a | 382.9038
Transformation input in BKB / PB Plants | 2000 | 2000-Solid fuels | KTOE | LT | 2012 | nrg_110a | 0.083736
Transformation output from BKB / PB Plants | 2000 | 2000-Solid fuels | KTOE | CZ | 2009 | nrg_110a | 3.3997
Transformation output from BKB / PB Plants | 2000 | 2000-Solid fuels | KTOE | DE | 2009 | nrg_110a | 115.0407
Transformation output from BKB / PB Plants | 2000 | 2000-Solid fuels | KTOE | EE | 2011 | nrg_110a | 1.4989
Transformation output from Coke Ovens | 2000 | 2000-Solid fuels | KTOE | BE | 2013 | nrg_110a | 50.2374
Transformation output from Coke Ovens | 2000 | 2000-Solid fuels | KTOE | DE | 2013 | nrg_110a | 235.7796
Imports | 3000 | 3000-Total petroleum products | KTOE | FI | 2010 | nrg_110a | 672.3163
Imports | 3000 | 3000-Total petroleum products | KTOE | SI | 2014 | nrg_110a | 157.2604
Consumption in Oil and gas extraction | 3000 | 3000-Total petroleum products | KTOE | AL | 2009 | nrg_110a | 0.80805
Transformation output from Coke Ovens | 2000 | 2000-Solid fuels | KTOE | CZ | 2011 | nrg_100a | 81.4291
Primary production | 2000 | 2000-Solid fuels | KTOE | NO | 2012 | nrg_100a | 34.5369
Imports | 2000 | 2000-Solid fuels | KTOE | BE | 2013 | nrg_100a | 159.919
Imports | 2000 | 2000-Solid fuels | KTOE | FI | 2012 | nrg_100a | 111.6285
Imports | 2000 | 2000-Solid fuels | KTOE | SI | 2013 | nrg_100a | 11.1746
Imports | 2000 | 2000-Solid fuels | KTOE | XK | 2009 | nrg_100a | 0.28889
Transformation input in BKB / PB Plants | 2000 | 2000-Solid fuels | KTOE | BG | 2010 | nrg_100a | 40.6413
Transformation output from Coke Ovens | 2000 | 2000-Solid fuels | KTOE | UK | 2011 | nrg_100a | 121.5805
Transformation output from BKB / PB Plants | 2000 | 2000-Solid fuels | KTOE | EE | 2013 | nrg_100a | 1.1221
Transformation output from BKB / PB Plants | 2000 | 2000-Solid fuels | KTOE | IE | 2009 | nrg_100a | 4.8609
Imports | 3000 | 3000-Total petroleum products | KTOE | AT | 2009 | nrg_100a | 568.1069
Consumption in Oil and gas extraction | 3000 | 3000-Total petroleum products | KTOE | CY | 2014 | nrg_100a | 0.087923
Consumption in Coal Mines | 3000 | 3000-Total petroleum products | KTOE | BG | 2009 | nrg_100a | 0.046055
Consumption in Coal Mines | 3000 | 3000-Total petroleum products | KTOE | CZ | 2013 | nrg_100a | 0.68664
Consumption in Coal Mines | 3000 | 3000-Total petroleum products | KTOE | DE | 2013 | nrg_100a | 0.12979
Primary production | 5540 | 5540-Biomass and renewable wastes | KTOE | LT | 2014 | nrg_107a | 52.7872
Primary production | 5540 | 5540-Biomass and renewable wastes | KTOE | MT | 2013 | nrg_107a | 0.10048
Primary production | 5540 | 5540-Biomass and renewable wastes | KTOE | NO | 2013 | nrg_107a | 55.1485
Imports | 5540 | 5540-Biomass and renewable wastes | KTOE | BE | 2010 | nrg_107a | 25.6944
Imports | 5540 | 5540-Biomass and renewable wastes | KTOE | FI | 2013 | nrg_107a | 13.5945
Consumption in Coal Mines | 5540 | 5540-Biomass and renewable wastes | KTOE | UA | 2011 | nrg_107a | 0.037681
Primary production | 5547 | 5547-Biodiesels | KTOE | NL | 2014 | nrg_107a | 63.6394
Imports | 5547 | 5547-Biodiesels | KTOE | FR | 2009 | nrg_107a | 12.1501
Imports | 2121 | 2121-Coke Oven Coke | KTOE | FI | 2011 | nrg_110a | 12.6525
Transformation output from Coke Ovens | 2121 | 2121-Coke Oven Coke | KTOE | BE | 2010 | nrg_110a | 55.1485
Transformation output from Coke Ovens | 2121 | 2121-Coke Oven Coke | KTOE | AT | 2014 | nrg_110a | 37.9324
Imports | 3286 | 3286-Paraffin Waxes | KTOE | BG | 2009 | nrg_110a | 0.12142
Primary production | 5547 | 5547-Biodiesels | KTOE | NO | 2012 | nrg_110a | 2.6251
Imports | 5547 | 5547-Biodiesels | KTOE | AT | 2010 | nrg_110a | 12.3594
Consumption in Coal Mines | 4000 | 4000-Gas | KTOE | CZ | 2013 | nrg_103a | 0.11304
Consumption in Coal Mines | 4000 | 4000-Gas | KTOE | DE | 2009 | nrg_103a | 0.25539
Consumption in Coke Ovens | 4000 | 4000-Gas | KTOE | ES | 2013 | nrg_103a | 6.9124
Consumption in Coke Ovens | 4000 | 4000-Gas | KTOE | SK | 2011 | nrg_103a | 6.5607
Consumption in Coke Ovens | 4000 | 4000-Gas | KTOE | TR | 2011 | nrg_103a | 9.2654
Primary production | 4100 | 4100-Natural gas | KTOE | IT | 2011 | nrg_103a | 289.714
Consumption in Oil and gas extraction | 4100 | 4100-Natural gas | KTOE | BG | 2011 | nrg_103a | 0.025121
Consumption in Oil and gas extraction | 4100 | 4100-Natural gas | KTOE | EE | 2014 | nrg_103a | 0.25958
Consumption in Oil and gas extraction | 4100 | 4100-Natural gas | KTOE | DK | 2012 | nrg_103a | 25.0203
Consumption in Coke Ovens | 4100 | 4100-Natural gas | KTOE | UK | 2009 | nrg_103a | 1.457
Primary production | 4000 | 4000-Gas | KTOE | IT | 2009 | nrg_103a | 274.7629
Imports | 4000 | 4000-Gas | KTOE | AT | 2011 | nrg_103a | 459.8572
Imports | 4000 | 4000-Gas | KTOE | UA | 2012 | nrg_103a | 1113.5967
Primary production | 5100 | 5100-Nuclear heat | KTOE | NL | 2013 | nrg_104a | 31.221
Imports | 7200 | 7200-Waste (non-renewable) | KTOE | SK | 2014 | nrg_108a | 0.046055
Primary production | 7200 | 7200-Waste (non-renewable) | KTOE | LV | 2010 | nrg_108a | 0.43961
Transformation input in BKB / PB Plants | 2210 | 2210-Lignite/Brown Coal | KTOE | BG | 2014 | nrg_110a | 50.1118
Transformation input in BKB / PB Plants | 2210 | 2210-Lignite/Brown Coal | KTOE | CZ | 2010 | nrg_110a | 3.6383
Imports | 2210 | 2210-Lignite/Brown Coal | KTOE | AT | 2009 | nrg_110a | 0.37263
Imports | 2210 | 2210-Lignite/Brown Coal | KTOE | XK | 2013 | nrg_110a | 0.025121
Consumption in Coal Mines | 2210 | 2210-Lignite/Brown Coal | KTOE | BG | 2012 | nrg_110a | 0.016747
Imports | 3105 | 3105-Crude oil (without NGL) | KTOE | FI | 2010 | nrg_110a | 449.7377
Imports | 3105 | 3105-Crude oil (without NGL) | KTOE | UK | 2011 | nrg_110a | 2129.3688
Imports | 3270A | 3270A-Total fuel oil | KTOE | BE | 2010 | nrg_110a | 223.4788
Imports | 3270A | 3270A-Total fuel oil | KTOE | SE | 2013 | nrg_110a | 30.438
Imports | 3270A | 3270A-Total fuel oil | KTOE | SI | 2012 | nrg_110a | 2.3614
Imports | 3270A | 3270A-Total fuel oil | KTOE | XK | 2009 | nrg_110a | 3.8812
Primary production | 4000 | 4000-Gas | KTOE | NL | 2011 | nrg_110a | 2417.6467
Imports | 4000 | 4000-Gas | KTOE | BE | 2014 | nrg_110a | 564.0876
Imports | 4000 | 4000-Gas | KTOE | UA | 2010 | nrg_110a | 1237.5846
Consumption in Oil and gas extraction | 4000 | 4000-Gas | KTOE | BG | 2013 | nrg_110a | 0.033494
Consumption in Coke Ovens | 4000 | 4000-Gas | KTOE | ES | 2011 | nrg_110a | 8.3862
Consumption in Coke Ovens | 4000 | 4000-Gas | KTOE | FI | 2013 | nrg_110a | 2.9852
Consumption in Coke Ovens | 4000 | 4000-Gas | KTOE | FR | 2013 | nrg_110a | 14.0174
Transformation output from Coke Ovens | 4000 | 4000-Gas | KTOE | CZ | 2011 | nrg_110a | 18.5433
Transformation output from Gas Works | 4000 | 4000-Gas | KTOE | UA | 2013 | nrg_110a | 0.72432
Consumption in Coke Ovens | 4000 | 4000-Gas | KTOE | SK | 2011 | nrg_110a | 6.5607
Consumption in Coke Ovens | 4000 | 4000-Gas | KTOE | TR | 2013 | nrg_110a | 13.9044
Consumption in Coke Ovens | 4000 | 4000-Gas | KTOE | UA | 2013 | nrg_110a | 40.7124
Primary production | 4100 | 4100-Natural gas | KTOE | NL | 2013 | nrg_110a | 2586.0984
Imports | 4100 | 4100-Natural gas | KTOE | AT | 2011 | nrg_110a | 459.8572
Imports | 4100 | 4100-Natural gas | KTOE | FI | 2012 | nrg_110a | 125.8175
Imports | 4100 | 4100-Natural gas | KTOE | UA | 2009 | nrg_110a | 1283.6226
Imports | 4100 | 4100-Natural gas | KTOE | UK | 2013 | nrg_110a | 1733.7413
Consumption in Oil and gas extraction | 4100 | 4100-Natural gas | KTOE | BG | 2009 | nrg_110a | 0.0083736
Consumption in Oil and gas extraction | 4100 | 4100-Natural gas | KTOE | EE | 2012 | nrg_110a | 0.37681
Consumption in Coke Ovens | 4100 | 4100-Natural gas | KTOE | ES | 2013 | nrg_110a | 0.016747
Primary production | 7200 | 7200-Waste (non-renewable) | KTOE | NL | 2011 | nrg_110a | 31.2503
Primary production | 7200 | 7200-Waste (non-renewable) | KTOE | LU | 2010 | nrg_100a | 1.2895
Primary production | 7200 | 7200-Waste (non-renewable) | KTOE | NO | 2009 | nrg_100a | 4.9237
Imports | 7200 | 7200-Waste (non-renewable) | KTOE | SK | 2009 | nrg_100a | 0.11304
Transformation output from Coke Ovens | 4000 | 4000-Gas | KTOE | CZ | 2013 | nrg_100a | 18.4931
Transformation output from Coke Ovens | 4000 | 4000-Gas | KTOE | UA | 2011 | nrg_100a | 139.5293
Imports | 4000 | 4000-Gas | KTOE | DK | 2013 | nrg_100a | 50.384
Imports | 4000 | 4000-Gas | KTOE | SE | 2011 | nrg_100a | 48.5083
Consumption in Pipeline transport | 4000 | 4000-Gas | KTOE | BG | 2009 | nrg_110a | 5.8448
Primary production | 4100 | 4100-Natural gas | KTOE | EL | 2013 | nrg_110a | 0.24283
Primary production | 4100 | 4100-Natural gas | KTOE | IE | 2009 | nrg_110a | 10.1572
Imports | 4100 | 4100-Natural gas | KTOE | HR | 2012 | nrg_110a | 46.1637
Imports | 4100 | 4100-Natural gas | KTOE | LV | 2012 | nrg_110a | 57.7025
Consumption in Oil and gas extraction | 4100 | 4100-Natural gas | KTOE | RO | 2012 | nrg_110a | 12.1375
Consumption in Coal Mines | 4100 | 4100-Natural gas | KTOE | SK | 2009 | nrg_110a | 0.01256
Consumption in Coal Mines | 4100 | 4100-Natural gas | KTOE | UK | 2009 | nrg_110a | 0.70338
Consumption in Pipeline transport | 4100 | 4100-Natural gas | KTOE | AT | 2011 | nrg_110a | 7.1636
Primary production | 5100 | 5100-Nuclear heat | KTOE | ES | 2009 | nrg_110a | 569.8193
Primary production | 5100 | 5100-Nuclear heat | KTOE | SE | 2011 | nrg_110a | 653.1282
Consumption in Coke Ovens | 2000 | 2000-Solid fuels | KTOE | IT | 2012 | nrg_110a | 1.5784
Primary production | 2000 | 2000-Solid fuels | KTOE | BG | 2011 | nrg_110a | 259.8705
Primary production | 2000 | 2000-Solid fuels | KTOE | RS | 2014 | nrg_110a | 239.1877
Imports | 2000 | 2000-Solid fuels | KTOE | CZ | 2012 | nrg_110a | 76.8738
Imports | 2000 | 2000-Solid fuels | KTOE | IE | 2013 | nrg_110a | 62.1363
Imports | 2000 | 2000-Solid fuels | KTOE | HR | 2011 | nrg_110a | 28.9601
Imports | 2000 | 2000-Solid fuels | KTOE | FR | 2013 | nrg_110a | 492.4849
Imports | 2000 | 2000-Solid fuels | KTOE | IS | 2010 | nrg_110a | 3.6844
Imports | 2000 | 2000-Solid fuels | KTOE | NL | 2012 | nrg_110a | 742.8597
Imports | 2000 | 2000-Solid fuels | KTOE | MD | 2012 | nrg_110a | 4.392
Imports | 2000 | 2000-Solid fuels | KTOE | TR | 2010 | nrg_110a | 579.9472
Transformation input in Coke Ovens | 2000 | 2000-Solid fuels | KTOE | FR | 2010 | nrg_110a | 132.0056
Transformation input in Coke Ovens | 2000 | 2000-Solid fuels | KTOE | TR | 2010 | nrg_110a | 154.9786
Imports | 3000 | 3000-Total petroleum products | KTOE | IT | 2011 | nrg_110a | 3807.9072
Imports | 3000 | 3000-Total petroleum products | KTOE | LU | 2011 | nrg_110a | 122.6314
Primary production | 3000 | 3000-Total petroleum products | KTOE | BG | 2012 | nrg_110a | 0.9839
Primary production | 3000 | 3000-Total petroleum products | KTOE | ES | 2012 | nrg_110a | 5.9578
Primary production | 3000 | 3000-Total petroleum products | KTOE | RO | 2013 | nrg_110a | 178.186
Primary production | 3000 | 3000-Total petroleum products | KTOE | UA | 2013 | nrg_110a | 133.9022
Consumption in Oil and gas extraction | 3000 | 3000-Total petroleum products | KTOE | RO | 2011 | nrg_110a | 2.9726
Consumption in Oil and gas extraction | 3000 | 3000-Total petroleum products | KTOE | UK | 2013 | nrg_110a | 26.6322
Consumption in Coal Mines | 3000 | 3000-Total petroleum products | KTOE | PL | 2011 | nrg_110a | 0.93784
Consumption in Coal Mines | 3000 | 3000-Total petroleum products | KTOE | SK | 2010 | nrg_110a | 0.041868
Consumption in Coke Ovens | 3000 | 3000-Total petroleum products | KTOE | BE | 2012 | nrg_110a | 0.041868
Primary production | 3000 | 3000-Total petroleum products | KTOE | CZ | 2009 | nrg_100a | 12.8828
Primary production | 3000 | 3000-Total petroleum products | KTOE | ES | 2014 | nrg_100a | 12.7153
Primary production | 3000 | 3000-Total petroleum products | KTOE | RS | 2009 | nrg_100a | 28.9852
Primary production | 2000 | 2000-Solid fuels | KTOE | BG | 2009 | nrg_100a | 190.9139
Primary production | 2000 | 2000-Solid fuels | KTOE | IE | 2012 | nrg_100a | 13.2052
Primary production | 2000 | 2000-Solid fuels | KTOE | IT | 2011 | nrg_100a | 2.4451
Primary production | 2000 | 2000-Solid fuels | KTOE | RS | 2013 | nrg_100a | 321.1652
Primary production | 2000 | 2000-Solid fuels | KTOE | UA | 2014 | nrg_100a | 1108.8028
Primary production | 2000 | 2000-Solid fuels | KTOE | UK | 2014 | nrg_100a | 284.3968
Imports | 2000 | 2000-Solid fuels | KTOE | DE | 2012 | nrg_100a | 1392.739
Imports | 2000 | 2000-Solid fuels | KTOE | HU | 2013 | nrg_100a | 43.3627
Imports | 2000 | 2000-Solid fuels | KTOE | HR | 2014 | nrg_100a | 25.3594
Imports | 2000 | 2000-Solid fuels | KTOE | IT | 2011 | nrg_100a | 624.5156
Imports | 2000 | 2000-Solid fuels | KTOE | SK | 2014 | nrg_100a | 122.443
Imports | 2000 | 2000-Solid fuels | KTOE | TR | 2014 | nrg_100a | 812.1931
Transformation input in Coke Ovens | 2000 | 2000-Solid fuels | KTOE | FR | 2010 | nrg_100a | 132.0056
Transformation input in Coke Ovens | 2000 | 2000-Solid fuels | KTOE | UA | 2009 | nrg_100a | 724.195
Consumption in Coke Ovens | 2000 | 2000-Solid fuels | KTOE | PL | 2012 | nrg_100a | 1.8464
Consumption in BKB / PB Plants | 2000 | 2000-Solid fuels | KTOE | DE | 2012 | nrg_100a | 10.8815
Consumption in Coal Mines | 2000 | 2000-Solid fuels | KTOE | SK | 2014 | nrg_100a | 0.01256
Consumption in Coal Mines | 2000 | 2000-Solid fuels | KTOE | UK | 2014 | nrg_100a | 0.025121
Transformation input in Gas Works | 3000 | 3000-Total petroleum products | KTOE | ES | 2013 | nrg_100a | 0.69082
Imports | 3000 | 3000-Total petroleum products | KTOE | CZ | 2012 | nrg_100a | 426.4507
Imports | 3000 | 3000-Total petroleum products | KTOE | LT | 2013 | nrg_100a | 454.1171
Imports | 3000 | 3000-Total petroleum products | KTOE | MD | 2013 | nrg_100a | 34.2899
Imports | 3000 | 3000-Total petroleum products | KTOE | NL | 2011 | nrg_100a | 5923.045
Consumption in Oil and gas extraction | 3000 | 3000-Total petroleum products | KTOE | NL | 2012 | nrg_100a | 0.17166
Consumption in Coal Mines | 3000 | 3000-Total petroleum products | KTOE | PL | 2009 | nrg_100a | 0.84992
Transformation output from Coke Ovens | 2000 | 2000-Solid fuels | KTOE | AT | 2012 | nrg_101a | 39.2471
Transformation output from Coke Ovens | 2000 | 2000-Solid fuels | KTOE | DE | 2014 | nrg_101a | 249.9436
Transformation output from Coke Ovens | 2000 | 2000-Solid fuels | KTOE | EE | 2014 | nrg_101a | 0.71176
Transformation input in BKB / PB Plants | 2000 | 2000-Solid fuels | KTOE | BG | 2009 | nrg_101a | 42.3788
Primary production | 2000 | 2000-Solid fuels | KTOE | MK | 2010 | nrg_101a | 49.9988
Imports | 2000 | 2000-Solid fuels | KTOE | BE | 2011 | nrg_101a | 178.6005
Imports | 2000 | 2000-Solid fuels | KTOE | FR | 2013 | nrg_101a | 492.4849
Imports | 2000 | 2000-Solid fuels | KTOE | SI | 2010 | nrg_101a | 11.6895
Consumption in Coal Mines | 2000 | 2000-Solid fuels | KTOE | BG | 2010 | nrg_101a | 0.075362
Consumption in Coke Ovens | 2000 | 2000-Solid fuels | KTOE | ES | 2014 | nrg_101a | 1.2519
Primary production | 3000 | 3000-Total petroleum products | KTOE | LT | 2013 | nrg_102a | 3.6509
Imports | 3000 | 3000-Total petroleum products | KTOE | AT | 2014 | nrg_102a | 561.2112
Consumption in Coal Mines | 3000 | 3000-Total petroleum products | KTOE | MK | 2013 | nrg_102a | 0.083736
Consumption in Coal Mines | 2000 | 2000-Solid fuels | KTOE | BG | 2012 | nrg_110a | 0.058615
Consumption in Coal Mines | 2000 | 2000-Solid fuels | KTOE | UA | 2013 | nrg_110a | 1.1514
Consumption in Coal Mines | 2000 | 2000-Solid fuels | KTOE | UK | 2012 | nrg_110a | 0.10048
Primary production | 2000 | 2000-Solid fuels | KTOE | IT | 2010 | nrg_110a | 2.6837
Primary production | 2000 | 2000-Solid fuels | KTOE | LT | 2011 | nrg_110a | 0.49404
Imports | 2000 | 2000-Solid fuels | KTOE | FI | 2013 | nrg_110a | 142.4307
Transformation input in BKB / PB Plants | 2000 | 2000-Solid fuels | KTOE | BG | 2011 | nrg_110a | 25.7739
Transformation input in Coke Ovens | 2000 | 2000-Solid fuels | KTOE | CZ | 2009 | nrg_110a | 88.3289
Transformation output from BKB / PB Plants | 2000 | 2000-Solid fuels | KTOE | FI | 2010 | nrg_110a | 0.49823
Transformation output from Coke Ovens | 2000 | 2000-Solid fuels | KTOE | CZ | 2014 | nrg_110a | 79.8255
Transformation output from Coke Ovens | 2000 | 2000-Solid fuels | KTOE | EE | 2012 | nrg_110a | 0.71176
Transformation output from Coke Ovens | 2000 | 2000-Solid fuels | KTOE | UA | 2012 | nrg_110a | 571.7703
Imports | 3000 | 3000-Total petroleum products | KTOE | BE | 2013 | nrg_110a | 2371.638
Imports | 3000 | 3000-Total petroleum products | KTOE | DK | 2010 | nrg_110a | 392.8181
Imports | 3000 | 3000-Total petroleum products | KTOE | UA | 2012 | nrg_110a | 417.0806
Imports | 3000 | 3000-Total petroleum products | KTOE | XK | 2011 | nrg_110a | 26.4396
Primary production | 3000 | 3000-Total petroleum products | KTOE | IT | 2010 | nrg_110a | 235.4531
Primary production | 3000 | 3000-Total petroleum products | KTOE | LT | 2009 | nrg_110a | 4.9027
Consumption in Oil and gas extraction | 3000 | 3000-Total petroleum products | KTOE | ES | 2014 | nrg_110a | 0.083736
Transformation output from Coke Ovens | 2000 | 2000-Solid fuels | KTOE | AT | 2010 | nrg_100a | 40.7041
Transformation output from Coke Ovens | 2000 | 2000-Solid fuels | KTOE | DE | 2012 | nrg_100a | 229.4241
Primary production | 3000 | 3000-Total petroleum products | KTOE | LT | 2009 | nrg_100a | 4.9027
Primary production | 2000 | 2000-Solid fuels | KTOE | LT | 2012 | nrg_100a | 0.71594
Imports | 2000 | 2000-Solid fuels | KTOE | SE | 2010 | nrg_100a | 107.6426
Imports | 2000 | 2000-Solid fuels | KTOE | UA | 2013 | nrg_100a | 382.9038
Imports | 2000 | 2000-Solid fuels | KTOE | UK | 2010 | nrg_100a | 707.7534
Transformation input in Coke Ovens | 2000 | 2000-Solid fuels | KTOE | BE | 2011 | nrg_100a | 75.4671
Transformation input in BKB / PB Plants | 2000 | 2000-Solid fuels | KTOE | LT | 2011 | nrg_100a | 0.11723
Transformation input in BKB / PB Plants | 2000 | 2000-Solid fuels | KTOE | UA | 2011 | nrg_100a | 2.9098
Consumption in Coke Ovens | 2000 | 2000-Solid fuels | KTOE | ES | 2012 | nrg_100a | 14.5408
Consumption in BKB / PB Plants | 2000 | 2000-Solid fuels | KTOE | EE | 2009 | nrg_100a | 0.020934
Transformation output from BKB / PB Plants | 2000 | 2000-Solid fuels | KTOE | BG | 2012 | nrg_100a | 19.8999
Transformation output from BKB / PB Plants | 2000 | 2000-Solid fuels | KTOE | FI | 2012 | nrg_100a | 0.56103
Consumption in Coal Mines | 2000 | 2000-Solid fuels | KTOE | DE | 2012 | nrg_100a | 0.10048
Consumption in Coal Mines | 2000 | 2000-Solid fuels | KTOE | UA | 2009 | nrg_100a | 2.4995
Imports | 3000 | 3000-Total petroleum products | KTOE | DK | 2012 | nrg_100a | 416.7959
Imports | 3000 | 3000-Total petroleum products | KTOE | SE | 2010 | nrg_100a | 1169.7584
Consumption in Coal Mines | 3000 | 3000-Total petroleum products | KTOE | UA | 2014 | nrg_100a | 0.71594
Consumption in Oil and gas extraction | 3000 | 3000-Total petroleum products | KTOE | NL | 2011 | nrg_102a | 0.17166
Consumption in Oil and gas extraction | 3000 | 3000-Total petroleum products | KTOE | NO | 2010 | nrg_102a | 8.6248
Consumption in Coal Mines | 3000 | 3000-Total petroleum products | KTOE | NO | 2013 | nrg_102a | 0.25958
Consumption in Coal Mines | 2000 | 2000-Solid fuels | KTOE | PL | 2011 | nrg_110a | 2.6335
Consumption in Coal Mines | 2000 | 2000-Solid fuels | KTOE | SK | 2014 | nrg_110a | 0.01256
Primary production | 2000 | 2000-Solid fuels | KTOE | HU | 2014 | nrg_110a | 66.4864
Primary production | 2000 | 2000-Solid fuels | KTOE | UK | 2012 | nrg_110a | 399.0397
Imports | 2000 | 2000-Solid fuels | KTOE | DE | 2013 | nrg_110a | 1566.956
Imports | 2000 | 2000-Solid fuels | KTOE | LU | 2009 | nrg_110a | 2.7758
Transformation input in Coke Ovens | 2000 | 2000-Solid fuels | KTOE | NL | 2013 | nrg_110a | 80.4494
Transformation input in Coke Ovens | 2000 | 2000-Solid fuels | KTOE | PL | 2013 | nrg_110a | 373.0439
Transformation input in Coke Ovens | 2000 | 2000-Solid fuels | KTOE | UK | 2013 | nrg_110a | 159.9106
Transformation input in Gas Works | 2000 | 2000-Solid fuels | KTOE | UA | 2011 | nrg_110a | 1.6538
Consumption in BKB / PB Plants | 2000 | 2000-Solid fuels | KTOE | CZ | 2010 | nrg_110a | 0.13816
Consumption in BKB / PB Plants | 2000 | 2000-Solid fuels | KTOE | DE | 2014 | nrg_110a | 9.5878
Consumption in BKB / PB Plants | 2000 | 2000-Solid fuels | KTOE | UA | 2010 | nrg_110a | 0.23027
Imports | 3000 | 3000-Total petroleum products | KTOE | IE | 2013 | nrg_110a | 339.8467
Imports | 3000 | 3000-Total petroleum products | KTOE | HU | 2011 | nrg_110a | 313.8467
Imports | 3000 | 3000-Total petroleum products | KTOE | LT | 2014 | nrg_110a | 394.6394
Imports | 3000 | 3000-Total petroleum products | KTOE | MT | 2012 | nrg_110a | 91.6784
Imports | 3000 | 3000-Total petroleum products | KTOE | SK | 2013 | nrg_110a | 298.142
Primary production | 3000 | 3000-Total petroleum products | KTOE | EL | 2012 | nrg_110a | 3.9984
Primary production | 5100 | 5100-Nuclear heat | KTOE | UA | 2009 | nrg_110a | 901.9916
Primary production | 7200 | 7200-Waste (non-renewable) | KTOE | DE | 2012 | nrg_110a | 168.1377
Primary production | 7200 | 7200-Waste (non-renewable) | KTOE | IS | 2010 | nrg_110a | 0.016747
Primary production | 7200 | 7200-Waste (non-renewable) | KTOE | IE | 2014 | nrg_110a | 2.6377
Primary production | 7200 | 7200-Waste (non-renewable) | KTOE | RO | 2010 | nrg_110a | 1.277
Imports | 7200 | 7200-Waste (non-renewable) | KTOE | LV | 2012 | nrg_110a | 2.3153
Primary production | 4000 | 4000-Gas | KTOE | CZ | 2013 | nrg_100a | 8.6206
Primary production | 4000 | 4000-Gas | KTOE | BG | 2012 | nrg_100a | 12.9079
Primary production | 4000 | 4000-Gas | KTOE | IT | 2014 | nrg_100a | 245.1413
Primary production | 4000 | 4000-Gas | KTOE | UA | 2011 | nrg_100a | 650.3189
Primary production | 7200 | 7200-Waste (non-renewable) | KTOE | ES | 2009 | nrg_100a | 13.3643
Imports | 4000 | 4000-Gas | KTOE | DE | 2010 | nrg_100a | 3299.2947
Imports | 4000 | 4000-Gas | KTOE | FR | 2010 | nrg_100a | 1763.1075
Imports | 4000 | 4000-Gas | KTOE | IT | 2014 | nrg_100a | 1911.9064
Imports | 4000 | 4000-Gas | KTOE | LT | 2013 | nrg_100a | 90.6568
Imports | 4000 | 4000-Gas | KTOE | HU | 2014 | nrg_100a | 311.343
Imports | 4000 | 4000-Gas | KTOE | IE | 2010 | nrg_100a | 187.5645
Imports | 4000 | 4000-Gas | KTOE | NL | 2014 | nrg_100a | 873.8563
Transformation input in Coke Ovens | 4000 | 4000-Gas | KTOE | UK | 2012 | nrg_100a | 0.18003
Consumption in Coke Ovens | 4000 | 4000-Gas | KTOE | CZ | 2012 | nrg_100a | 9.1147
Consumption in Coke Ovens | 4000 | 4000-Gas | KTOE | BE | 2013 | nrg_100a | 5.2126
Consumption in Coke Ovens | 4000 | 4000-Gas | KTOE | IT | 2012 | nrg_100a | 1.03
Consumption in Coke Ovens | 4000 | 4000-Gas | KTOE | HU | 2011 | nrg_100a | 3.0229
Consumption in Coke Ovens | 4000 | 4000-Gas | KTOE | PL | 2011 | nrg_100a | 41.0097
Consumption in Gas Works | 4000 | 4000-Gas | KTOE | PL | 2010 | nrg_100a | 0.01256
Primary production | 5100 | 5100-Nuclear heat | KTOE | BG | 2012 | nrg_100a | 171.416
Primary production | 5100 | 5100-Nuclear heat | KTOE | FI | 2011 | nrg_100a | 250.4209
Primary production | 5100 | 5100-Nuclear heat | KTOE | ES | 2009 | nrg_100a | 569.8193
Primary production | 5100 | 5100-Nuclear heat | KTOE | SE | 2009 | nrg_100a | 563.4679
Primary production | 2210 | 2210-Lignite/Brown Coal | KTOE | MK | 2009 | nrg_101a | 54.1521
Transformation input in BKB / PB Plants | 2210 | 2210-Lignite/Brown Coal | KTOE | BG | 2010 | nrg_101a | 40.1765
Transformation input in BKB / PB Plants | 2210 | 2210-Lignite/Brown Coal | KTOE | CZ | 2010 | nrg_101a | 3.6383
Consumption in Coal Mines | 2210 | 2210-Lignite/Brown Coal | KTOE | BG | 2009 | nrg_101a | 0.016747
Consumption in Coal Mines | 2210 | 2210-Lignite/Brown Coal | KTOE | TR | 2009 | nrg_101a | 1.2812
Primary production | 3105 | 3105-Crude oil (without NGL) | KTOE | NO | 2013 | nrg_102a | 3136.6668
Imports | 3270A | 3270A-Total fuel oil | KTOE | UK | 2011 | nrg_102a | 32.3179
Imports | 3270A | 3270A-Total fuel oil | KTOE | BG | 2012 | nrg_102a | 2.3614
Imports | 3270A | 3270A-Total fuel oil | KTOE | DK | 2012 | nrg_102a | 68.9608
Transformation output from Coke Ovens | 4000 | 4000-Gas | KTOE | AT | 2011 | nrg_103a | 9.5375
Transformation output from Coke Ovens | 4000 | 4000-Gas | KTOE | DE | 2013 | nrg_103a | 61.7218
Consumption in Oil and gas extraction | 4000 | 4000-Gas | KTOE | DK | 2012 | nrg_103a | 25.0203
Consumption in Oil and gas extraction | 4000 | 4000-Gas | KTOE | DE | 2011 | nrg_103a | 8.0093
Consumption in Coke Ovens | 4000 | 4000-Gas | KTOE | SK | 2013 | nrg_103a | 6.5272
Consumption in Coke Ovens | 4000 | 4000-Gas | KTOE | TR | 2013 | nrg_103a | 13.9044
Consumption in Coke Ovens | 4000 | 4000-Gas | KTOE | UK | 2009 | nrg_103a | 15.8763
Primary production | 4100 | 4100-Natural gas | KTOE | IT | 2013 | nrg_103a | 265.2338
Imports | 4100 | 4100-Natural gas | KTOE | BE | 2010 | nrg_103a | 818.3268
Consumption in Oil and gas extraction | 4100 | 4100-Natural gas | KTOE | BG | 2013 | nrg_103a | 0.033494
Consumption in Oil and gas extraction | 4100 | 4100-Natural gas | KTOE | DK | 2014 | nrg_103a | 23.0232
Consumption in Coke Ovens | 4100 | 4100-Natural gas | KTOE | UK | 2011 | nrg_103a | 1.4696
Primary production | 4000 | 4000-Gas | KTOE | IT | 2011 | nrg_103a | 289.714
Imports | 4000 | 4000-Gas | KTOE | AT | 2013 | nrg_103a | 357.0042
Imports | 4000 | 4000-Gas | KTOE | UA | 2014 | nrg_103a | 658.345
Primary production | 7200 | 7200-Waste (non-renewable) | KTOE | LV | 2012 | nrg_108a | 0.13398
Imports | 2210 | 2210-Lignite/Brown Coal | KTOE | AT | 2011 | nrg_110a | 0.381
Imports | 3105 | 3105-Crude oil (without NGL) | KTOE | FI | 2012 | nrg_110a | 459.2375
Imports | 3105 | 3105-Crude oil (without NGL) | KTOE | UA | 2009 | nrg_110a | 298.5607
Imports | 3105 | 3105-Crude oil (without NGL) | KTOE | UK | 2013 | nrg_110a | 2179.3006
Imports | 3270A | 3270A-Total fuel oil | KTOE | BE | 2012 | nrg_110a | 176.8002
Imports | 3270A | 3270A-Total fuel oil | KTOE | FI | 2010 | nrg_110a | 28.9182
Imports | 3270A | 3270A-Total fuel oil | KTOE | SI | 2014 | nrg_110a | 4.1198
Imports | 3270A | 3270A-Total fuel oil | KTOE | XK | 2011 | nrg_110a | 3.161
Primary production | 4000 | 4000-Gas | KTOE | NL | 2013 | nrg_110a | 2586.0984
Imports | 4000 | 4000-Gas | KTOE | UA | 2012 | nrg_110a | 1113.5967
Consumption in Oil and gas extraction | 4000 | 4000-Gas | KTOE | DE | 2010 | nrg_110a | 7.8628
Consumption in Coal Mines | 4000 | 4000-Gas | KTOE | UA | 2010 | nrg_110a | 0.075362
Consumption in Coke Ovens | 4000 | 4000-Gas | KTOE | ES | 2013 | nrg_110a | 6.9124
Primary production | 3000 | 3000-Total petroleum products | KTOE | DK | 2013 | nrg_110a | 364.1134
Transformation input in Gas Works | 3000 | 3000-Total petroleum products | KTOE | HR | 2009 | nrg_110a | 0.09211
Consumption in Oil and gas extraction | 3000 | 3000-Total petroleum products | KTOE | NL | 2012 | nrg_110a | 0.17166
Primary production | 3000 | 3000-Total petroleum products | KTOE | DE | 2011 | nrg_100a | 163.3941
Primary production | 3000 | 3000-Total petroleum products | KTOE | DK | 2012 | nrg_100a | 417.7254
Primary production | 3000 | 3000-Total petroleum products | KTOE | FI | 2014 | nrg_100a | 2.7633
Primary production | 3000 | 3000-Total petroleum products | KTOE | HU | 2014 | nrg_100a | 32.9041
Primary production | 3000 | 3000-Total petroleum products | KTOE | RO | 2009 | nrg_100a | 197.0266
Primary production | 3000 | 3000-Total petroleum products | KTOE | UK | 2014 | nrg_100a | 1717.5845
Primary production | 2000 | 2000-Solid fuels | KTOE | FI | 2009 | nrg_100a | 91.8375
Primary production | 2000 | 2000-Solid fuels | KTOE | EL | 2010 | nrg_100a | 306.2812
Primary production | 2000 | 2000-Solid fuels | KTOE | EE | 2012 | nrg_100a | 168.9458
Imports | 2000 | 2000-Solid fuels | KTOE | CZ | 2012 | nrg_100a | 76.8738
Imports | 2000 | 2000-Solid fuels | KTOE | FR | 2011 | nrg_100a | 430.4198
Imports | 2000 | 2000-Solid fuels | KTOE | IE | 2009 | nrg_100a | 54.307
Imports | 2000 | 2000-Solid fuels | KTOE | LT | 2012 | nrg_100a | 10.1237
Imports | 2000 | 2000-Solid fuels | KTOE | LV | 2014 | nrg_100a | 2.0557
Imports | 2000 | 2000-Solid fuels | KTOE | MD | 2014 | nrg_100a | 3.5797
Transformation input in Coke Ovens | 2000 | 2000-Solid fuels | KTOE | NL | 2009 | nrg_100a | 71.2175
Transformation input in Coke Ovens | 2000 | 2000-Solid fuels | KTOE | PL | 2009 | nrg_100a | 276.6009
Transformation input in Coke Ovens | 2000 | 2000-Solid fuels | KTOE | TR | 2012 | nrg_100a | 155.7699
Consumption in Coke Ovens | 2000 | 2000-Solid fuels | KTOE | IT | 2010 | nrg_100a | 1.6119
Transformation output from Patent Fuel Plants | 2000 | 2000-Solid fuels | KTOE | BG | 2014 | nrg_100a | 0.55684
Transformation output from Patent Fuel Plants | 2000 | 2000-Solid fuels | KTOE | HU | 2009 | nrg_100a | 0.26377
Consumption in BKB / PB Plants | 2000 | 2000-Solid fuels | KTOE | UA | 2011 | nrg_100a | 0.26377
Imports | 3000 | 3000-Total petroleum products | KTOE | HR | 2012 | nrg_100a | 169.3226
Imports | 3000 | 3000-Total petroleum products | KTOE | LU | 2009 | nrg_100a | 115.4259
Imports | 3000 | 3000-Total petroleum products | KTOE | IT | 2011 | nrg_100a | 3807.9072
Imports | 3000 | 3000-Total petroleum products | KTOE | MT | 2010 | nrg_100a | 99.5454
Imports | 3000 | 3000-Total petroleum products | KTOE | SK | 2014 | nrg_100a | 279.1758
Consumption in Oil and gas extraction | 3000 | 3000-Total petroleum products | KTOE | NO | 2014 | nrg_100a | 10.601
Consumption in Oil and gas extraction | 3000 | 3000-Total petroleum products | KTOE | RO | 2009 | nrg_100a | 2.5163
Consumption in Coal Mines | 3000 | 3000-Total petroleum products | KTOE | NO | 2014 | nrg_100a | 0.38937
Consumption in Coke Ovens | 3000 | 3000-Total petroleum products | KTOE | BE | 2010 | nrg_100a | 0.041868
Transformation output from Coke Ovens | 2000 | 2000-Solid fuels | KTOE | BE | 2014 | nrg_101a | 42.9356
Transformation output from Coke Ovens | 2000 | 2000-Solid fuels | KTOE | CZ | 2010 | nrg_101a | 79.9679
Transformation output from BKB / PB Plants | 2000 | 2000-Solid fuels | KTOE | DE | 2012 | nrg_101a | 135.7193
Transformation output from BKB / PB Plants | 2000 | 2000-Solid fuels | KTOE | EE | 2014 | nrg_101a | 1.2393
Transformation output from BKB / PB Plants | 2000 | 2000-Solid fuels | KTOE | IE | 2010 | nrg_101a | 4.7604
Transformation input in BKB / PB Plants | 2000 | 2000-Solid fuels | KTOE | IE | 2011 | nrg_101a | 4.0151
Primary production | 2000 | 2000-Solid fuels | KTOE | LT | 2009 | nrg_101a | 0.61965
Imports | 2000 | 2000-Solid fuels | KTOE | UK | 2011 | nrg_101a | 851.838
Consumption in Coal Mines | 2000 | 2000-Solid fuels | KTOE | DE | 2012 | nrg_101a | 0.10048
Primary production | 3000 | 3000-Total petroleum products | KTOE | NL | 2012 | nrg_102a | 67.1102
Primary production | 3000 | 3000-Total petroleum products | KTOE | IT | 2010 | nrg_102a | 235.4531
Imports | 3000 | 3000-Total petroleum products | KTOE | DK | 2011 | nrg_102a | 392.6674
Imports | 3000 | 3000-Total petroleum products | KTOE | FI | 2009 | nrg_102a | 695.193
Imports | 3000 | 3000-Total petroleum products | KTOE | SI | 2013 | nrg_102a | 138.3361
Imports | 3000 | 3000-Total petroleum products | KTOE | SE | 2014 | nrg_102a | 1124.4698
Imports | 3000 | 3000-Total petroleum products | KTOE | UK | 2010 | nrg_102a | 3364.3492
Consumption in Oil and gas extraction | 3000 | 3000-Total petroleum products | KTOE | ES | 2013 | nrg_102a | 0.083736
Consumption in Coal Mines | 3000 | 3000-Total petroleum products | KTOE | DE | 2009 | nrg_102a | 0.33913
Consumption in Coke Ovens | 3000 | 3000-Total petroleum products | KTOE | UA | 2014 | nrg_102a | 0.1256
Primary production | 2000 | 2000-Solid fuels | KTOE | MK | 2013 | nrg_110a | 44.0828
Imports | 2000 | 2000-Solid fuels | KTOE | AT | 2010 | nrg_110a | 141.0575
Imports | 2000 | 2000-Solid fuels | KTOE | BE | 2011 | nrg_110a | 178.6005
Imports | 2000 | 2000-Solid fuels | KTOE | UK | 2014 | nrg_110a | 1111.5787
Imports | 2000 | 2000-Solid fuels | KTOE | UA | 2010 | nrg_110a | 327.3198
Transformation input in BKB / PB Plants | 2000 | 2000-Solid fuels | KTOE | CZ | 2009 | nrg_110a | 4.237
Transformation input in BKB / PB Plants | 2000 | 2000-Solid fuels | KTOE | LT | 2009 | nrg_110a | 0.15072
Transformation output from Coke Ovens | 2000 | 2000-Solid fuels | KTOE | BE | 2010 | nrg_110a | 57.7862
Transformation output from Coke Ovens | 4000 | 4000-Gas | KTOE | CZ | 2013 | nrg_110a | 18.4931
Consumption in Coke Ovens | 4000 | 4000-Gas | KTOE | SK | 2013 | nrg_110a | 6.5272
Imports | 4100 | 4100-Natural gas | KTOE | AT | 2013 | nrg_110a | 357.0042
Imports | 4100 | 4100-Natural gas | KTOE | FI | 2014 | nrg_110a | 105.231
Imports | 4100 | 4100-Natural gas | KTOE | UA | 2011 | nrg_110a | 1515.1778
Consumption in Oil and gas extraction | 4100 | 4100-Natural gas | KTOE | BG | 2011 | nrg_110a | 0.025121
Consumption in Oil and gas extraction | 4100 | 4100-Natural gas | KTOE | EE | 2014 | nrg_110a | 0.25958
Consumption in Coke Ovens | 4100 | 4100-Natural gas | KTOE | UA | 2013 | nrg_110a | 0.096296
Primary production | 5100 | 5100-Nuclear heat | KTOE | LT | 2009 | nrg_110a | 119.148
Primary production | 7200 | 7200-Waste (non-renewable) | KTOE | NL | 2013 | nrg_110a | 27.3649
Primary production | 4000 | 4000-Gas | KTOE | NL | 2009 | nrg_100a | 2361.7655
Primary production | 7200 | 7200-Waste (non-renewable) | KTOE | LU | 2012 | nrg_100a | 1.3523
Primary production | 7200 | 7200-Waste (non-renewable) | KTOE | NO | 2011 | nrg_100a | 7.2808
Primary production | 7200 | 7200-Waste (non-renewable) | KTOE | NL | 2009 | nrg_100a | 31.1665
Imports | 7200 | 7200-Waste (non-renewable) | KTOE | SK | 2011 | nrg_100a | 0.21771
Transformation output from Coke Ovens | 4000 | 4000-Gas | KTOE | UA | 2013 | nrg_100a | 129.3931
Transformation output from Coke Ovens | 4000 | 4000-Gas | KTOE | UK | 2009 | nrg_100a | 25.7739
Imports | 4000 | 4000-Gas | KTOE | SE | 2013 | nrg_100a | 39.9965
Transformation output from Gas Works | 4000 | 4000-Gas | KTOE | UA | 2011 | nrg_100a | 0.9504
Consumption in Oil and gas extraction | 4000 | 4000-Gas | KTOE | AL | 2013 | nrg_100a | 0.33913
Consumption in Oil and gas extraction | 4000 | 4000-Gas | KTOE | DE | 2012 | nrg_100a | 7.5321
Consumption in Oil and gas extraction | 4000 | 4000-Gas | KTOE | EL | 2012 | nrg_100a | 0.81224
Consumption in Oil and gas extraction | 4000 | 4000-Gas | KTOE | EE | 2010 | nrg_100a | 0.48148
Consumption in Oil and gas extraction | 4000 | 4000-Gas | KTOE | ES | 2014 | nrg_100a | 0.23446
Consumption in Coke Ovens | 4000 | 4000-Gas | KTOE | ES | 2012 | nrg_100a | 7.8419
Consumption in Coke Ovens | 4100 | 4100-Natural gas | KTOE | AT | 2009 | nrg_110a | 0.062802
Consumption in Coke Ovens | 4100 | 4100-Natural gas | KTOE | HU | 2013 | nrg_110a | 0.041868
Consumption in Coke Ovens | 4100 | 4100-Natural gas | KTOE | PL | 2013 | nrg_110a | 0.0041868
Consumption in Pipeline transport | 4100 | 4100-Natural gas | KTOE | BG | 2011 | nrg_110a | 8.5285
Primary production | 5100 | 5100-Nuclear heat | KTOE | BG | 2010 | nrg_110a | 165.634
Primary production | 5100 | 5100-Nuclear heat | KTOE | DE | 2014 | nrg_110a | 1048.9944
Primary production | 5100 | 5100-Nuclear heat | KTOE | UK | 2010 | nrg_110a | 671.1105
Primary production | 7200 | 7200-Waste (non-renewable) | KTOE | EL | 2009 | nrg_110a | 0.16747
Primary production | 7200 | 7200-Waste (non-renewable) | KTOE | HU | 2013 | nrg_110a | 3.3746
Primary production | 7200 | 7200-Waste (non-renewable) | KTOE | UK | 2011 | nrg_110a | 28.3237
Primary production | 4000 | 4000-Gas | KTOE | ES | 2009 | nrg_100a | 0.51079
Primary production | 4000 | 4000-Gas | KTOE | IE | 2013 | nrg_100a | 6.075
Primary production | 7200 | 7200-Waste (non-renewable) | KTOE | BG | 2010 | nrg_100a | 0.35169
Primary production | 7200 | 7200-Waste (non-renewable) | KTOE | IT | 2012 | nrg_100a | 47.4071
Primary production | 7200 | 7200-Waste (non-renewable) | KTOE | SE | 2011 | nrg_100a | 21.4992
Primary production | 7200 | 7200-Waste (non-renewable) | KTOE | SI | 2009 | nrg_100a | 0.82899
Imports | 7200 | 7200-Waste (non-renewable) | KTOE | NL | 2011 | nrg_100a | 1.6412
Imports | 4000 | 4000-Gas | KTOE | HR | 2011 | nrg_100a | 29.7891
Imports | 4000 | 4000-Gas | KTOE | LV | 2011 | nrg_100a | 59.0213
Imports | 4000 | 4000-Gas | KTOE | MD | 2010 | nrg_100a | 96.7695
Imports | 4000 | 4000-Gas | KTOE | LU | 2011 | nrg_100a | 43.2203
Imports | 4000 | 4000-Gas | KTOE | TR | 2013 | nrg_100a | 1560.5878
Consumption in Oil and gas extraction | 4000 | 4000-Gas | KTOE | RS | 2010 | nrg_100a | 1.4193
Consumption in Oil and gas extraction | 4000 | 4000-Gas | KTOE | RO | 2012 | nrg_100a | 12.1375
Consumption in Oil and gas extraction | 4000 | 4000-Gas | KTOE | PL | 2013 | nrg_100a | 9.2989
Consumption in Coke Ovens | 4000 | 4000-Gas | KTOE | AT | 2011 | nrg_100a | 6.4895
Consumption in Coke Ovens | 4000 | 4000-Gas | KTOE | NL | 2011 | nrg_100a | 7.4944
Consumption in Pipeline transport | 4000 | 4000-Gas | KTOE | BE | 2011 | nrg_100a | 2.7926
Primary production | 5100 | 5100-Nuclear heat | KTOE | BE | 2010 | nrg_100a | 517.7941
Primary production | 5100 | 5100-Nuclear heat | KTOE | CZ | 2014 | nrg_100a | 328.3833
Primary production | 5100 | 5100-Nuclear heat | KTOE | RO | 2014 | nrg_100a | 126.1022
Primary production | 5100 | 5100-Nuclear heat | KTOE | UK | 2011 | nrg_100a | 744.9824
Primary production | 3105 | 3105-Crude oil (without NGL) | KTOE | LT | 2012 | nrg_102a | 4.3375
Imports | 3105 | 3105-Crude oil (without NGL) | KTOE | BG | 2012 | nrg_102a | 241.5574
Imports | 3105 | 3105-Crude oil (without NGL) | KTOE | FR | 2012 | nrg_102a | 2405.7227
Imports | 3105 | 3105-Crude oil (without NGL) | KTOE | SK | 2011 | nrg_102a | 246.008
Imports | 3270A | 3270A-Total fuel oil | KTOE | SE | 2011 | nrg_102a | 48.9186
Imports | 3270A | 3270A-Total fuel oil | KTOE | SI | 2010 | nrg_102a | 1.1221
Imports | 3270A | 3270A-Total fuel oil | KTOE | BE | 2009 | nrg_102a | 236.1606
Imports | 3270A | 3270A-Total fuel oil | KTOE | FI | 2012 | nrg_102a | 32.3598
Transformation output from Coke Ovens | 2000 | 2000-Solid fuels | KTOE | AT | 2014 | nrg_110a | 39.5904
Transformation output from Coke Ovens | 2000 | 2000-Solid fuels | KTOE | DE | 2010 | nrg_110a | 232.2753
Transformation output from Coke Ovens | 2000 | 2000-Solid fuels | KTOE | UK | 2014 | nrg_110a | 109.3173
Imports | 3000 | 3000-Total petroleum products | KTOE | AT | 2012 | nrg_110a | 560.8972
Imports | 3000 | 3000-Total petroleum products | KTOE | SE | 2012 | nrg_110a | 1146.4212
Imports | 3000 | 3000-Total petroleum products | KTOE | SI | 2011 | nrg_110a | 139.3493
Primary production | 3000 | 3000-Total petroleum products | KTOE | NL | 2013 | nrg_110a | 69.2246
Consumption in Coal Mines | 3000 | 3000-Total petroleum products | KTOE | UA | 2014 | nrg_110a | 0.71594
Transformation output from Coke Ovens | 2000 | 2000-Solid fuels | KTOE | BE | 2012 | nrg_100a | 54.9015
Primary production | 3000 | 3000-Total petroleum products | KTOE | NL | 2012 | nrg_100a | 67.1102
Primary production | 2000 | 2000-Solid fuels | KTOE | NO | 2009 | nrg_100a | 74.211
Imports | 2000 | 2000-Solid fuels | KTOE | BE | 2010 | nrg_100a | 185.0147
Imports | 2000 | 2000-Solid fuels | KTOE | DK | 2012 | nrg_100a | 97.004
Imports | 2000 | 2000-Solid fuels | KTOE | FI | 2009 | nrg_100a | 161.9873
Imports | 2000 | 2000-Solid fuels | KTOE | SI | 2010 | nrg_100a | 11.6895
Transformation output from Coke Ovens | 2000 | 2000-Solid fuels | KTOE | UA | 2012 | nrg_100a | 571.7703
Transformation output from BKB / PB Plants | 2000 | 2000-Solid fuels | KTOE | EE | 2010 | nrg_100a | 1.6789
Consumption in Coal Mines | 2000 | 2000-Solid fuels | KTOE | BG | 2012 | nrg_100a | 0.058615
Imports | 3000 | 3000-Total petroleum products | KTOE | BE | 2013 | nrg_100a | 2371.638
Imports | 3000 | 3000-Total petroleum products | KTOE | XK | 2014 | nrg_100a | 19.992
Consumption in Oil and gas extraction | 3000 | 3000-Total petroleum products | KTOE | AL | 2012 | nrg_100a | 0.762
Consumption in Coal Mines | 3000 | 3000-Total petroleum products | KTOE | CZ | 2010 | nrg_100a | 0.6029
Consumption in Coal Mines | 3000 | 3000-Total petroleum products | KTOE | DE | 2010 | nrg_100a | 0.38519
Primary production | 2000 | 2000-Solid fuels | KTOE | DE | 2013 | nrg_110a | 1886.3502
Primary production | 2000 | 2000-Solid fuels | KTOE | EL | 2014 | nrg_110a | 267.2937
Primary production | 2000 | 2000-Solid fuels | KTOE | EE | 2012 | nrg_110a | 168.9458
Primary production | 2000 | 2000-Solid fuels | KTOE | RO | 2013 | nrg_110a | 194.9625
Primary production | 2000 | 2000-Solid fuels | KTOE | RS | 2010 | nrg_110a | 302.668
Imports | 2000 | 2000-Solid fuels | KTOE | IE | 2009 | nrg_110a | 54.307
Imports | 2000 | 2000-Solid fuels | KTOE | FR | 2009 | nrg_110a | 450.6797
Imports | 2000 | 2000-Solid fuels | KTOE | LV | 2011 | nrg_110a | 4.8818
Transformation input in Coke Ovens | 2000 | 2000-Solid fuels | KTOE | UA | 2014 | nrg_110a | 506.9336
Imports | 3000 | 3000-Total petroleum products | KTOE | DE | 2011 | nrg_110a | 5143.1824
Imports | 3000 | 3000-Total petroleum products | KTOE | IS | 2014 | nrg_110a | 31.6564
Imports | 3000 | 3000-Total petroleum products | KTOE | RS | 2010 | nrg_110a | 137.3605
Imports | 3000 | 3000-Total petroleum products | KTOE | TR | 2014 | nrg_110a | 1706.2675
Primary production | 3000 | 3000-Total petroleum products | KTOE | DE | 2013 | nrg_110a | 157.5325
Primary production | 3000 | 3000-Total petroleum products | KTOE | HU | 2013 | nrg_110a | 34.2062
Primary production | 3000 | 3000-Total petroleum products | KTOE | RS | 2014 | nrg_110a | 48.6925
Primary production | 3000 | 3000-Total petroleum products | KTOE | RO | 2009 | nrg_110a | 197.0266
Transformation input in Coke Ovens | 3000 | 3000-Total petroleum products | KTOE | DE | 2012 | nrg_110a | 31.3131
Consumption in Oil and gas extraction | 3000 | 3000-Total petroleum products | KTOE | PL | 2012 | nrg_110a | 0.21771
Consumption in Oil and gas extraction | 3000 | 3000-Total petroleum products | KTOE | UK | 2009 | nrg_110a | 19.477
Consumption in Coal Mines | 3000 | 3000-Total petroleum products | KTOE | DE | 2012 | nrg_110a | 0.12979
Primary production | 3000 | 3000-Total petroleum products | KTOE | BG | 2014 | nrg_100a | 1.0551
Primary production | 3000 | 3000-Total petroleum products | KTOE | ES | 2010 | nrg_100a | 5.1707
Primary production | 3000 | 3000-Total petroleum products | KTOE | EL | 2012 | nrg_100a | 3.9984
Primary production | 2000 | 2000-Solid fuels | KTOE | DE | 2011 | nrg_100a | 1955.1226
Primary production | 2000 | 2000-Solid fuels | KTOE | CZ | 2012 | nrg_100a | 843.2843
Primary production | 2000 | 2000-Solid fuels | KTOE | RS | 2009 | nrg_100a | 306.9385
Primary production | 2000 | 2000-Solid fuels | KTOE | SE | 2012 | nrg_100a | 5.8992
Imports | 2000 | 2000-Solid fuels | KTOE | BG | 2014 | nrg_100a | 40.9511
Imports | 2000 | 2000-Solid fuels | KTOE | HU | 2009 | nrg_100a | 46.373
Imports | 2000 | 2000-Solid fuels | KTOE | HR | 2010 | nrg_100a | 29.3076
Imports | 2000 | 2000-Solid fuels | KTOE | LU | 2012 | nrg_100a | 2.2358
Imports | 2000 | 2000-Solid fuels | KTOE | IS | 2011 | nrg_100a | 3.7681
Transformation input in Gas Works | 2000 | 2000-Solid fuels | KTOE | CZ | 2011 | nrg_100a | 20.105
Imports | 2000 | 2000-Solid fuels | KTOE | SK | 2010 | nrg_100a | 134.9364
Imports | 2000 | 2000-Solid fuels | KTOE | TR | 2010 | nrg_100a | 579.9472
Transformation input in Coke Ovens | 2000 | 2000-Solid fuels | KTOE | IT | 2012 | nrg_100a | 154.9828
Transformation input in Coke Ovens | 2000 | 2000-Solid fuels | KTOE | SK | 2014 | nrg_100a | 60.1392
Consumption in Coal Mines | 2000 | 2000-Solid fuels | KTOE | SK | 2010 | nrg_100a | 0.020934
Transformation input in Gas Works | 3000 | 3000-Total petroleum products | KTOE | ES | 2009 | nrg_100a | 2.3237
Imports | 3270A | 3270A-Total fuel oil | KTOE | FR | 2014 | nrg_102a | 200.9203
Transformation output from Coke Ovens | 4000 | 4000-Gas | KTOE | CZ | 2013 | nrg_103a | 18.4931
Transformation output from Coke Ovens | 4000 | 4000-Gas | KTOE | UA | 2011 | nrg_103a | 139.5293
Consumption in Oil and gas extraction | 4000 | 4000-Gas | KTOE | EE | 2012 | nrg_103a | 0.37681
Consumption in Oil and gas extraction | 4000 | 4000-Gas | KTOE | EL | 2014 | nrg_103a | 0.56103
Primary production | 4100 | 4100-Natural gas | KTOE | NL | 2011 | nrg_103a | 2417.6467
Imports | 4100 | 4100-Natural gas | KTOE | AT | 2013 | nrg_103a | 357.0042
Imports | 4100 | 4100-Natural gas | KTOE | DK | 2011 | nrg_103a | 31.4722
Imports | 4100 | 4100-Natural gas | KTOE | FI | 2014 | nrg_103a | 105.231
Imports | 4100 | 4100-Natural gas | KTOE | SI | 2010 | nrg_103a | 35.8725
Imports | 4100 | 4100-Natural gas | KTOE | SE | 2011 | nrg_103a | 48.5083
Imports | 4100 | 4100-Natural gas | KTOE | UA | 2011 | nrg_103a | 1515.1778
Consumption in Oil and gas extraction | 4100 | 4100-Natural gas | KTOE | AT | 2013 | nrg_103a | 4.0612
Consumption in Oil and gas extraction | 4100 | 4100-Natural gas | KTOE | AL | 2009 | nrg_103a | 0.14654
Consumption in Oil and gas extraction | 4100 | 4100-Natural gas | KTOE | CZ | 2014 | nrg_103a | 0.15491
Consumption in Oil and gas extraction | 4100 | 4100-Natural gas | KTOE | DE | 2014 | nrg_103a | 8.0805
Primary production | 4000 | 4000-Gas | KTOE | NL | 2011 | nrg_103a | 2417.6467
Imports | 4000 | 4000-Gas | KTOE | FI | 2012 | nrg_103a | 125.8175
Imports | 4000 | 4000-Gas | KTOE | UK | 2013 | nrg_103a | 1733.7413
Primary production | 7200 | 7200-Waste (non-renewable) | KTOE | LU | 2014 | nrg_108a | 1.3523
Primary production | 7200 | 7200-Waste (non-renewable) | KTOE | NO | 2013 | nrg_108a | 8.5662
Primary production | 7200 | 7200-Waste (non-renewable) | KTOE | NL | 2011 | nrg_108a | 31.2503
Imports | 2210 | 2210-Lignite/Brown Coal | KTOE | SI | 2013 | nrg_110a | 2.0934
Consumption in Coal Mines | 2210 | 2210-Lignite/Brown Coal | KTOE | CZ | 2014 | nrg_110a | 10.8689
Primary production | 3105 | 3105-Crude oil (without NGL) | KTOE | LT | 2014 | nrg_110a | 3.4834
Imports | 3105 | 3105-Crude oil (without NGL) | KTOE | SE | 2013 | nrg_110a | 685.2326
Imports | 3270A | 3270A-Total fuel oil | KTOE | DK | 2009 | nrg_110a | 48.479
Imports | 3270A | 3270A-Total fuel oil | KTOE | UA | 2011 | nrg_110a | 24.9198
Consumption in Coal Mines | 3270A | 3270A-Total fuel oil | KTOE | DE | 2009 | nrg_110a | 0.041868
Imports | 4000 | 4000-Gas | KTOE | SE | 2011 | nrg_110a | 48.5083
Imports | 4000 | 4000-Gas | KTOE | SI | 2014 | nrg_110a | 26.1005
Consumption in Oil and gas extraction | 4000 | 4000-Gas | KTOE | AL | 2013 | nrg_110a | 0.33913
Consumption in Oil and gas extraction | 4000 | 4000-Gas | KTOE | EE | 2010 | nrg_110a | 0.48148
Consumption in Oil and gas extraction | 4000 | 4000-Gas | KTOE | EL | 2010 | nrg_110a | 0.77456
Transformation output from Coke Ovens | 4000 | 4000-Gas | KTOE | AT | 2011 | nrg_110a | 9.5375
Transformation output from Coke Ovens | 4000 | 4000-Gas | KTOE | DE | 2013 | nrg_110a | 61.7218
Transformation output from Coke Ovens | 4000 | 4000-Gas | KTOE | UK | 2011 | nrg_110a | 28.6586
Imports | 4100 | 4100-Natural gas | KTOE | BE | 2010 | nrg_110a | 818.3268
Imports | 4100 | 4100-Natural gas | KTOE | SI | 2014 | nrg_110a | 26.1005
Consumption in Oil and gas extraction | 4100 | 4100-Natural gas | KTOE | AL | 2011 | nrg_110a | 0.30145
Consumption in Oil and gas extraction | 4100 | 4100-Natural gas | KTOE | AT | 2011 | nrg_110a | 8.4029
Consumption in Oil and gas extraction | 4100 | 4100-Natural gas | KTOE | CZ | 2012 | nrg_110a | 0.16747
Consumption in Oil and gas extraction | 4100 | 4100-Natural gas | KTOE | EL | 2012 | nrg_110a | 0.81224
Primary production | 4000 | 4000-Gas | KTOE | NO | 2010 | nrg_100a | 3986.1727
Primary production | 7200 | 7200-Waste (non-renewable) | KTOE | LV | 2010 | nrg_100a | 0.43961
Transformation output from Coke Ovens | 4000 | 4000-Gas | KTOE | BE | 2009 | nrg_100a | 9.2863
Transformation output from Coke Ovens | 4000 | 4000-Gas | KTOE | AT | 2013 | nrg_100a | 9.2905
Imports | 4000 | 4000-Gas | KTOE | AT | 2011 | nrg_100a | 459.8572
Imports | 4000 | 4000-Gas | KTOE | SI | 2009 | nrg_100a | 34.7086
Transformation output from Gas Works | 4000 | 4000-Gas | KTOE | HR | 2014 | nrg_100a | 0.037681
Consumption in Coke Ovens | 4000 | 4000-Gas | KTOE | UK | 2011 | nrg_100a | 16.249
Primary production | 5100 | 5100-Nuclear heat | KTOE | DE | 2009 | nrg_110a | 1457.266
Primary production | 5100 | 5100-Nuclear heat | KTOE | ES | 2014 | nrg_110a | 618.8928
Primary production | 7200 | 7200-Waste (non-renewable) | KTOE | BE | 2011 | nrg_110a | 31.4177
Primary production | 7200 | 7200-Waste (non-renewable) | KTOE | CY | 2010 | nrg_110a | 0.29726
Primary production | 7200 | 7200-Waste (non-renewable) | KTOE | DK | 2011 | nrg_110a | 17.2915
Imports | 7200 | 7200-Waste (non-renewable) | KTOE | NL | 2014 | nrg_110a | 7.1845
Primary production | 4000 | 4000-Gas | KTOE | EL | 2012 | nrg_100a | 0.28889
Primary production | 7200 | 7200-Waste (non-renewable) | KTOE | CY | 2009 | nrg_100a | 0.27633
Primary production | 7200 | 7200-Waste (non-renewable) | KTOE | EL | 2012 | nrg_100a | 0.62383
Primary production | 7200 | 7200-Waste (non-renewable) | KTOE | DK | 2011 | nrg_100a | 17.2915
Primary production | 7200 | 7200-Waste (non-renewable) | KTOE | ES | 2014 | nrg_100a | 8.5494
Primary production | 7200 | 7200-Waste (non-renewable) | KTOE | IE | 2011 | nrg_100a | 0.59453
Transformation output from Coke Ovens | 4000 | 4000-Gas | KTOE | SE | 2014 | nrg_100a | 7.4399
Consumption in Coal Mines | 6000 | 6000-Electrical energy | KTOE | RS | 2011 | nrg_105a | 0.81224
Consumption in BKB / PB Plants | 6000 | 6000-Electrical energy | KTOE | CZ | 2009 | nrg_105a | 0.037681
Consumption in BKB / PB Plants | 6000 | 6000-Electrical energy | KTOE | UA | 2009 | nrg_105a | 0.10048
Primary production | 5520 | 5520-Wind power | KTOE | BG | 2009 | nrg_107a | 0.85411
Primary production | 5520 | 5520-Wind power | KTOE | EE | 2009 | nrg_107a | 0.70338
Primary production | 5520 | 5520-Wind power | KTOE | EL | 2011 | nrg_107a | 11.9324
Primary production | 5520 | 5520-Wind power | KTOE | DK | 2010 | nrg_107a | 28.1144
Primary production | 5520 | 5520-Wind power | KTOE | IE | 2009 | nrg_107a | 10.6387
Primary production | 5520 | 5520-Wind power | KTOE | IT | 2012 | nrg_107a | 48.2654
Transformation input in Coke Ovens | 0 | 0000-All products | KTOE | NL | 2010 | nrg_110a | 84.0626
Transformation input in Coke Ovens | 0 | 0000-All products | KTOE | PL | 2010 | nrg_110a | 384.9595
Transformation input in Coke Ovens | 0 | 0000-All products | KTOE | TR | 2013 | nrg_110a | 174.4891
Transformation input in Coke Ovens | 0 | 0000-All products | KTOE | UK | 2014 | nrg_110a | 150.9593
Transformation output from BKB / PB Plants | 0 | 0000-All products | KTOE | UA | 2012 | nrg_110a | 4.1994
Consumption in Oil and gas extraction | 0 | 0000-All products | KTOE | UK | 2010 | nrg_110a | 221.0463
Consumption in Coal Mines | 0 | 0000-All products | KTOE | PL | 2012 | nrg_110a | 30.4506
Consumption in Coal Mines | 0 | 0000-All products | KTOE | SI | 2009 | nrg_110a | 0.34332
Consumption in Coke Ovens | 0 | 0000-All products | KTOE | AT | 2009 | nrg_110a | 4.1659
Consumption in Coke Ovens | 0 | 0000-All products | KTOE | NL | 2009 | nrg_110a | 6.456
Consumption in Coke Ovens | 0 | 0000-All products | KTOE | PL | 2014 | nrg_110a | 45.6989
Primary production | 0 | 0000-All products | KTOE | BG | 2013 | nrg_110a | 441.6153
Primary production | 0 | 0000-All products | KTOE | CZ | 2009 | nrg_110a | 1305.214
Primary production | 0 | 0000-All products | KTOE | FI | 2010 | nrg_110a | 725.8153
Primary production | 0 | 0000-All products | KTOE | IT | 2010 | nrg_110a | 1381.9831
Primary production | 0 | 0000-All products | KTOE | IE | 2013 | nrg_110a | 94.1988
Primary production | 0 | 0000-All products | KTOE | SI | 2011 | nrg_110a | 160.6308
Imports | 0 | 0000-All products | KTOE | CZ | 2014 | nrg_110a | 877.771
Imports | 0 | 0000-All products | KTOE | HR | 2013 | nrg_110a | 284.941
Imports | 0 | 0000-All products | KTOE | LT | 2013 | nrg_110a | 593.2444
Imports | 0 | 0000-All products | KTOE | HU | 2014 | nrg_110a | 773.4192
Imports | 0 | 0000-All products | KTOE | IE | 2011 | nrg_110a | 595.0657
Imports | 0 | 0000-All products | KTOE | LV | 2014 | nrg_110a | 158.2778
Imports | 0 | 0000-All products | KTOE | NL | 2011 | nrg_110a | 7349.0775
Consumption in BKB / PB Plants | 0 | 0000-All products | KTOE | UA | 2012 | nrg_110a | 0.40193
Transformation input in Gas Works | 0 | 0000-All products | KTOE | DK | 2011 | nrg_110a | 0.56103
Transformation input in Gas Works | 0 | 0000-All products | KTOE | HR | 2010 | nrg_110a | 0.18003
Transformation input in Patent Fuel Plants | 0 | 0000-All products | KTOE | BG | 2014 | nrg_110a | 0.5066
Transformation output from Coke Ovens | 0 | 0000-All products | KTOE | SK | 2011 | nrg_110a | 60.3695
Consumption in Oil and gas extraction | 0 | 0000-All products | KTOE | PT | 2009 | nrg_110a | 0.13816
Consumption in Pipeline transport | 0 | 0000-All products | KTOE | AT | 2009 | nrg_110a | 8.0973
Transformation output from Patent Fuel Plants | 2112 | 2112-Patent Fuels | KTOE | BG | 2014 | nrg_110a | 0.55684
Consumption in Coke Ovens | 4220 | 4220-Blast Furnace Gas | KTOE | SE | 2009 | nrg_110a | 0.40612
Primary production | 5520 | 5520-Wind power | KTOE | BE | 2014 | nrg_110a | 16.609
Primary production | 5520 | 5520-Wind power | KTOE | CZ | 2014 | nrg_110a | 1.7166
Primary production | 5520 | 5520-Wind power | KTOE | EL | 2011 | nrg_110a | 11.9324
Primary production | 5520 | 5520-Wind power | KTOE | ES | 2011 | nrg_110a | 154.5055
Consumption in Pipeline transport | 6000 | 6000-Electrical energy | KTOE | BE | 2009 | nrg_110a | 0.39775
Imports | 6000 | 6000-Electrical energy | KTOE | NL | 2012 | nrg_110a | 115.7608
Imports | 6000 | 6000-Electrical energy | KTOE | TR | 2010 | nrg_110a | 4.1198
Imports | 6000 | 6000-Electrical energy | KTOE | SK | 2013 | nrg_110a | 38.5897
Imports | 6000 | 6000-Electrical energy | KTOE | DK | 2014 | nrg_110a | 45.7282
Imports | 6000 | 6000-Electrical energy | KTOE | LU | 2013 | nrg_110a | 24.6686
Imports | 6000 | 6000-Electrical energy | KTOE | LT | 2009 | nrg_110a | 17.2203
Consumption in Coal Mines | 6000 | 6000-Electrical energy | KTOE | IT | 2013 | nrg_110a | 0.14654
Consumption in Oil and gas extraction | 6000 | 6000-Electrical energy | KTOE | LT | 2013 | nrg_110a | 0.083736
Consumption in Oil and gas extraction | 6000 | 6000-Electrical energy | KTOE | RS | 2014 | nrg_110a | 0.29726
Consumption in Oil and gas extraction | 6000 | 6000-Electrical energy | KTOE | RO | 2011 | nrg_110a | 4.5092
Consumption in Oil and gas extraction | 6000 | 6000-Electrical energy | KTOE | NO | 2013 | nrg_110a | 22.4078
Consumption in Oil and gas extraction | 6000 | 6000-Electrical energy | KTOE | UA | 2013 | nrg_110a | 2.1646
Consumption in Coal Mines | 6000 | 6000-Electrical energy | KTOE | UK | 2013 | nrg_110a | 3.1443
Consumption in Coal Mines | 6000 | 6000-Electrical energy | KTOE | SI | 2013 | nrg_110a | 0.22609
Consumption in Coke Ovens | 6000 | 6000-Electrical energy | KTOE | AT | 2009 | nrg_110a | 0.10467
Imports | 3000 | 3000-Total petroleum products | KTOE | BG | 2012 | nrg_100a | 332.5826
Imports | 3000 | 3000-Total petroleum products | KTOE | DE | 2011 | nrg_100a | 5143.1824
Imports | 3000 | 3000-Total petroleum products | KTOE | IE | 2011 | nrg_100a | 365.6709
Imports | 3000 | 3000-Total petroleum products | KTOE | IS | 2013 | nrg_100a | 29.5881
Imports | 3000 | 3000-Total petroleum products | KTOE | LT | 2009 | nrg_100a | 389.7743
Imports | 3000 | 3000-Total petroleum products | KTOE | MD | 2009 | nrg_100a | 30.8232
Imports | 3000 | 3000-Total petroleum products | KTOE | LV | 2014 | nrg_100a | 98.9466
Imports | 3000 | 3000-Total petroleum products | KTOE | RO | 2013 | nrg_100a | 330.3427
Transformation output from Coke Ovens | 2000 | 2000-Solid fuels | KTOE | DE | 2010 | nrg_101a | 232.2753
Transformation output from Coke Ovens | 2000 | 2000-Solid fuels | KTOE | EE | 2010 | nrg_101a | 0.62802
Transformation output from Coke Ovens | 2000 | 2000-Solid fuels | KTOE | UK | 2014 | nrg_101a | 109.3173
Transformation output from BKB / PB Plants | 2000 | 2000-Solid fuels | KTOE | FI | 2012 | nrg_101a | 0.56103
Transformation input in BKB / PB Plants | 2000 | 2000-Solid fuels | KTOE | UA | 2011 | nrg_101a | 2.9098
Primary production | 2000 | 2000-Solid fuels | KTOE | IT | 2012 | nrg_101a | 2.1269
Imports | 2000 | 2000-Solid fuels | KTOE | FI | 2013 | nrg_101a | 142.4307
Imports | 2000 | 2000-Solid fuels | KTOE | FR | 2009 | nrg_101a | 450.6797
Imports | 2000 | 2000-Solid fuels | KTOE | SK | 2012 | nrg_101a | 134.0781
Consumption in Coal Mines | 2000 | 2000-Solid fuels | KTOE | UA | 2014 | nrg_101a | 0.41449
Consumption in Coke Ovens | 2000 | 2000-Solid fuels | KTOE | ES | 2010 | nrg_101a | 12.8786
Primary production | 3000 | 3000-Total petroleum products | KTOE | LT | 2009 | nrg_102a | 4.9027
Imports | 3000 | 3000-Total petroleum products | KTOE | AT | 2010 | nrg_102a | 573.3697
Imports | 3000 | 3000-Total petroleum products | KTOE | XK | 2014 | nrg_102a | 19.992
Imports | 3000 | 3000-Total petroleum products | KTOE | UA | 2011 | nrg_102a | 563.6563
Consumption in Coal Mines | 3000 | 3000-Total petroleum products | KTOE | MK | 2009 | nrg_102a | 0.041868
Consumption in Coal Mines | 2000 | 2000-Solid fuels | KTOE | CZ | 2011 | nrg_110a | 11.1746
Consumption in Coal Mines | 2000 | 2000-Solid fuels | KTOE | UA | 2009 | nrg_110a | 2.4995
Imports | 2000 | 2000-Solid fuels | KTOE | FI | 2009 | nrg_110a | 161.9873
Imports | 2000 | 2000-Solid fuels | KTOE | SI | 2013 | nrg_110a | 11.1746
Imports | 2000 | 2000-Solid fuels | KTOE | SE | 2014 | nrg_110a | 84.2342
Imports | 2000 | 2000-Solid fuels | KTOE | XK | 2013 | nrg_110a | 0.49823
Transformation input in BKB / PB Plants | 2000 | 2000-Solid fuels | KTOE | UA | 2013 | nrg_110a | 3.1401
Transformation output from BKB / PB Plants | 2000 | 2000-Solid fuels | KTOE | BG | 2012 | nrg_110a | 19.8999
Transformation output from BKB / PB Plants | 2000 | 2000-Solid fuels | KTOE | IE | 2014 | nrg_110a | 4.1407
Transformation output from Coke Ovens | 2000 | 2000-Solid fuels | KTOE | CZ | 2010 | nrg_110a | 79.9679
Imports | 3000 | 3000-Total petroleum products | KTOE | BE | 2009 | nrg_110a | 2247.2607
Imports | 3000 | 3000-Total petroleum products | KTOE | UK | 2012 | nrg_110a | 3736.9451
Consumption in Coal Mines | 3000 | 3000-Total petroleum products | KTOE | CZ | 2014 | nrg_110a | 0.68664
Consumption in Coke Ovens | 3000 | 3000-Total petroleum products | KTOE | UA | 2012 | nrg_110a | 0.381
Transformation output from Coke Ovens | 2000 | 2000-Solid fuels | KTOE | EE | 2012 | nrg_100a | 0.71176
Primary production | 3000 | 3000-Total petroleum products | KTOE | IT | 2012 | nrg_100a | 239.5059
Primary production | 3000 | 3000-Total petroleum products | KTOE | NO | 2013 | nrg_100a | 3533.3452
Imports | 2000 | 2000-Solid fuels | KTOE | UA | 2009 | nrg_100a | 215.8295
Transformation input in BKB / PB Plants | 2000 | 2000-Solid fuels | KTOE | IE | 2013 | nrg_100a | 4.9739
Transformation output from BKB / PB Plants | 2000 | 2000-Solid fuels | KTOE | DE | 2012 | nrg_100a | 135.7193
Consumption in Coal Mines | 2000 | 2000-Solid fuels | KTOE | CZ | 2012 | nrg_100a | 11.4007
Imports | 3000 | 3000-Total petroleum products | KTOE | FI | 2011 | nrg_100a | 721.1051
Imports | 3000 | 3000-Total petroleum products | KTOE | UK | 2012 | nrg_100a | 3736.9451
Imports | 3000 | 3000-Total petroleum products | KTOE | UA | 2014 | nrg_100a | 346.0265
Imports | 3000 | 3000-Total petroleum products | KTOE | SI | 2014 | nrg_100a | 157.2604
Imports | 2000 | 2000-Solid fuels | KTOE | HR | 2012 | nrg_110a | 23.2284
Imports | 2000 | 2000-Solid fuels | KTOE | FR | 2014 | nrg_110a | 384.9302
Imports | 2000 | 2000-Solid fuels | KTOE | IS | 2011 | nrg_110a | 3.7681
Imports | 2000 | 2000-Solid fuels | KTOE | NL | 2013 | nrg_110a | 1055.2034
Imports | 2000 | 2000-Solid fuels | KTOE | MD | 2013 | nrg_110a | 6.3472
Imports | 2000 | 2000-Solid fuels | KTOE | TR | 2011 | nrg_110a | 650.5324
Transformation input in Coke Ovens | 2000 | 2000-Solid fuels | KTOE | FR | 2011 | nrg_110a | 124.2893
Transformation input in Coke Ovens | 2000 | 2000-Solid fuels | KTOE | TR | 2011 | nrg_110a | 151.1393
Transformation input in Gas Works | 2000 | 2000-Solid fuels | KTOE | EE | 2009 | nrg_110a | 9.9227
Transformation output from BKB / PB Plants | 2000 | 2000-Solid fuels | KTOE | RS | 2014 | nrg_110a | 5.4219
Transformation output from Coke Ovens | 2000 | 2000-Solid fuels | KTOE | PL | 2011 | nrg_110a | 282.5127
Transformation output from Coke Ovens | 2000 | 2000-Solid fuels | KTOE | RO | 2009 | nrg_110a | 9.7176
Transformation output from Coke Ovens | 2000 | 2000-Solid fuels | KTOE | TR | 2010 | nrg_110a | 121.8108
Transformation output from Coke Ovens | 2000 | 2000-Solid fuels | KTOE | SE | 2009 | nrg_110a | 28.1311
Transformation output from Coke Ovens | 4000 | 4000-Gas | KTOE | RO | 2010 | nrg_100a | 0.01256
Imports | 4000 | 4000-Gas | KTOE | CZ | 2012 | nrg_100a | 255.7088
Transformation input in Gas Works | 4000 | 4000-Gas | KTOE | DK | 2012 | nrg_100a | 0.54847
Transformation input in Gas Works | 4000 | 4000-Gas | KTOE | HR | 2012 | nrg_100a | 0.10048
Consumption in Oil and gas extraction | 4000 | 4000-Gas | KTOE | UK | 2011 | nrg_100a | 172.2491
Consumption in Coal Mines | 4000 | 4000-Gas | KTOE | SK | 2010 | nrg_100a | 0.0041868
Consumption in Coal Mines | 4000 | 4000-Gas | KTOE | UK | 2010 | nrg_100a | 0.84155
Consumption in Coke Ovens | 4000 | 4000-Gas | KTOE | SE | 2012 | nrg_100a | 4.1575
Consumption in Coke Ovens | 4000 | 4000-Gas | KTOE | RO | 2009 | nrg_100a | 1.9176
Consumption in Pipeline transport | 4000 | 4000-Gas | KTOE | AT | 2010 | nrg_100a | 5.7192
Primary production | 5100 | 5100-Nuclear heat | KTOE | CZ | 2009 | nrg_100a | 294.8303
Primary production | 5100 | 5100-Nuclear heat | KTOE | DE | 2011 | nrg_100a | 1166.0866
Primary production | 5100 | 5100-Nuclear heat | KTOE | ES | 2014 | nrg_100a | 618.8928
Primary production | 5100 | 5100-Nuclear heat | KTOE | RO | 2009 | nrg_100a | 126.9228
Primary production | 5100 | 5100-Nuclear heat | KTOE | SE | 2014 | nrg_100a | 700.6735
Primary production | 2210 | 2210-Lignite/Brown Coal | KTOE | MK | 2014 | nrg_101a | 41.2316
Imports | 2210 | 2210-Lignite/Brown Coal | KTOE | AT | 2010 | nrg_101a | 0.36425
Imports | 3105 | 3105-Crude oil (without NGL) | KTOE | BE | 2012 | nrg_102a | 1314.0607
Imports | 3105 | 3105-Crude oil (without NGL) | KTOE | FI | 2014 | nrg_102a | 477.1696
Imports | 3105 | 3105-Crude oil (without NGL) | KTOE | UK | 2013 | nrg_102a | 2179.3006
Imports | 3270A | 3270A-Total fuel oil | KTOE | UA | 2012 | nrg_102a | 6.2007
Imports | 3270A | 3270A-Total fuel oil | KTOE | FR | 2009 | nrg_102a | 322.5594
Transformation output from Coke Ovens | 4000 | 4000-Gas | KTOE | BE | 2012 | nrg_103a | 13.6532
Transformation output from Gas Works | 4000 | 4000-Gas | KTOE | UA | 2010 | nrg_103a | 1.3775
Consumption in Oil and gas extraction | 4000 | 4000-Gas | KTOE | AL | 2012 | nrg_103a | 0.36006
Consumption in Oil and gas extraction | 4000 | 4000-Gas | KTOE | AT | 2012 | nrg_103a | 8.6625
Consumption in Oil and gas extraction | 4000 | 4000-Gas | KTOE | CZ | 2013 | nrg_103a | 0.13816
Consumption in Oil and gas extraction | 4000 | 4000-Gas | KTOE | EL | 2009 | nrg_103a | 1.1179
Consumption in Oil and gas extraction | 4000 | 4000-Gas | KTOE | ES | 2011 | nrg_103a | 0.020934
Consumption in Coal Mines | 4000 | 4000-Gas | KTOE | UA | 2013 | nrg_103a | 0.066989
Consumption in Coke Ovens | 4000 | 4000-Gas | KTOE | FI | 2010 | nrg_103a | 1.9427
Consumption in Coke Ovens | 4000 | 4000-Gas | KTOE | UK | 2014 | nrg_103a | 15.7214
Consumption in Coke Ovens | 4000 | 4000-Gas | KTOE | UA | 2010 | nrg_103a | 54.9559
Imports | 4100 | 4100-Natural gas | KTOE | FI | 2009 | nrg_103a | 145.8556
Imports | 4100 | 4100-Natural gas | KTOE | UK | 2010 | nrg_103a | 1919.8739
Consumption in Oil and gas extraction | 4100 | 4100-Natural gas | KTOE | CZ | 2009 | nrg_103a | 0.087923
Consumption in Oil and gas extraction | 4100 | 4100-Natural gas | KTOE | DE | 2010 | nrg_103a | 7.8628
Consumption in Coal Mines | 4100 | 4100-Natural gas | KTOE | UA | 2012 | nrg_103a | 0.033494
Imports | 4000 | 4000-Gas | KTOE | DK | 2010 | nrg_103a | 5.694
Imports | 4000 | 4000-Gas | KTOE | SE | 2012 | nrg_103a | 42.1443
Imports | 4000 | 4000-Gas | KTOE | SI | 2011 | nrg_103a | 30.8107
Primary production | 7200 | 7200-Waste (non-renewable) | KTOE | LU | 2009 | nrg_108a | 1.1765
Primary production | 7200 | 7200-Waste (non-renewable) | KTOE | LT | 2014 | nrg_108a | 0.75362
Consumption in Coal Mines | 2210 | 2210-Lignite/Brown Coal | KTOE | CZ | 2009 | nrg_110a | 0.050242
Primary production | 3105 | 3105-Crude oil (without NGL) | KTOE | LT | 2009 | nrg_110a | 4.9027
Primary production | 3105 | 3105-Crude oil (without NGL) | KTOE | NL | 2012 | nrg_110a | 44.1372
Imports | 3105 | 3105-Crude oil (without NGL) | KTOE | AT | 2010 | nrg_110a | 280.5114
Imports | 3105 | 3105-Crude oil (without NGL) | KTOE | DK | 2011 | nrg_110a | 125.1728
Imports | 3105 | 3105-Crude oil (without NGL) | KTOE | UA | 2014 | nrg_110a | 7.6116
Imports | 3270A | 3270A-Total fuel oil | KTOE | AT | 2012 | nrg_110a | 2.3614
Imports | 3270A | 3270A-Total fuel oil | KTOE | UK | 2010 | nrg_110a | 40.8004
Imports | 4000 | 4000-Gas | KTOE | FI | 2011 | nrg_110a | 140.6723
Imports | 4000 | 4000-Gas | KTOE | SI | 2009 | nrg_110a | 34.7086
Imports | 4000 | 4000-Gas | KTOE | UK | 2012 | nrg_110a | 1780.4409
Consumption in Oil and gas extraction | 4000 | 4000-Gas | KTOE | AT | 2010 | nrg_110a | 7.9549
Consumption in Oil and gas extraction | 4000 | 4000-Gas | KTOE | CZ | 2011 | nrg_110a | 0.13816
Consumption in Coal Mines | 4000 | 4000-Gas | KTOE | UK | 2010 | nrg_110a | 0.84155
Transformation output from Coke Ovens | 4000 | 4000-Gas | KTOE | UA | 2010 | nrg_110a | 136.8749
Transformation output from Gas Works | 4000 | 4000-Gas | KTOE | HR | 2013 | nrg_110a | 0.066989
Consumption in Coke Ovens | 4000 | 4000-Gas | KTOE | UK | 2010 | nrg_110a | 17.2203
Primary production | 4100 | 4100-Natural gas | KTOE | NO | 2011 | nrg_110a | 3757.004
Imports | 4100 | 4100-Natural gas | KTOE | SI | 2009 | nrg_110a | 34.7086
Imports | 4100 | 4100-Natural gas | KTOE | SE | 2010 | nrg_110a | 61.3743
Consumption in Oil and gas extraction | 4100 | 4100-Natural gas | KTOE | DE | 2010 | nrg_110a | 7.8628
Consumption in Oil and gas extraction | 4100 | 4100-Natural gas | KTOE | DK | 2011 | nrg_110a | 25.0622
Consumption in Coke Ovens | 6000 | 6000-Electrical energy | KTOE | HU | 2013 | nrg_110a | 0.20097
Transformation output from Coke Ovens | 0 | 0000-All products | KTOE | NL | 2013 | nrg_100a | 75.6262
Transformation output from Coke Ovens | 0 | 0000-All products | KTOE | PL | 2009 | nrg_100a | 267.3062
Consumption in Oil and gas extraction | 0 | 0000-All products | KTOE | NO | 2011 | nrg_100a | 176.8295
Consumption in Coal Mines | 0 | 0000-All products | KTOE | RS | 2009 | nrg_100a | 0.97971
Consumption in Coal Mines | 0 | 0000-All products | KTOE | SI | 2011 | nrg_100a | 0.30145
Consumption in Coke Ovens | 0 | 0000-All products | KTOE | AT | 2013 | nrg_100a | 6.5482
Consumption in Coke Ovens | 0 | 0000-All products | KTOE | BE | 2009 | nrg_100a | 3.856
Consumption in Coke Ovens | 0 | 0000-All products | KTOE | IT | 2011 | nrg_100a | 3.0145
Consumption in Coke Ovens | 0 | 0000-All products | KTOE | HU | 2011 | nrg_100a | 3.249
Consumption in Coke Ovens | 0 | 0000-All products | KTOE | SE | 2009 | nrg_100a | 3.7137
Consumption in BKB / PB Plants | 0 | 0000-All products | KTOE | BG | 2013 | nrg_100a | 6.2341
Primary production | 5520 | 5520-Wind power | KTOE | SK | 2009 | nrg_107a | 0.020934
Primary production | 0 | 0000-All products | KTOE | SK | 2013 | nrg_110a | 268.3027
Primary production | 5520 | 5520-Wind power | KTOE | SK | 2010 | nrg_110a | 0.020934
Primary production | 5520 | 5520-Wind power | KTOE | TR | 2012 | nrg_107a | 21.0973
Primary production | 0 | 0000-All products | KTOE | TR | 2011 | nrg_100a | 1345.1519
Imports | 6000 | 6000-Electrical energy | KTOE | AL | 2012 | nrg_100a | 9.1356
Imports | 6000 | 6000-Electrical energy | KTOE | AT | 2010 | nrg_100a | 71.632
Imports | 6000 | 6000-Electrical energy | KTOE | PL | 2014 | nrg_100a | 48.6297
Consumption in Oil and gas extraction | 6000 | 6000-Electrical energy | KTOE | SK | 2011 | nrg_100a | 0.037681
Consumption in Oil and gas extraction | 6000 | 6000-Electrical energy | KTOE | TR | 2009 | nrg_100a | 0.25958
Transformation input in Coke Ovens | 0 | 0000-All products | KTOE | ES | 2013 | nrg_100a | 61.479
Transformation input in BKB / PB Plants | 0 | 0000-All products | KTOE | RS | 2009 | nrg_100a | 9.5166
Imports | 2112 | 2112-Patent Fuels | KTOE | PL | 2009 | nrg_101a | 0.087923
Imports | 0 | 0000-All products | KTOE | AT | 2012 | nrg_110a | 1309.7106
Imports | 0 | 0000-All products | KTOE | AL | 2009 | nrg_110a | 56.4129
Imports | 0 | 0000-All products | KTOE | PL | 2011 | nrg_110a | 2053.102
Transformation input in BKB / PB Plants | 0 | 0000-All products | KTOE | EE | 2013 | nrg_110a | 0.87923
Imports | 6000 | 6000-Electrical energy | KTOE | PL | 2010 | nrg_110a | 22.7176
Consumption in Oil and gas extraction | 6000 | 6000-Electrical energy | KTOE | SK | 2013 | nrg_110a | 0.037681
Consumption in Oil and gas extraction | 0 | 0000-All products | KTOE | SI | 2013 | nrg_100a | 0.10886
Imports | 6000 | 6000-Electrical energy | KTOE | EE | 2010 | nrg_100a | 3.9607
Imports | 6000 | 6000-Electrical energy | KTOE | RS | 2013 | nrg_100a | 14.6789
Consumption in Coal Mines | 6000 | 6000-Electrical energy | KTOE | EE | 2009 | nrg_100a | 0.762
Consumption in Coal Mines | 6000 | 6000-Electrical energy | KTOE | EL | 2011 | nrg_100a | 3.4834
Consumption in Coal Mines | 6000 | 6000-Electrical energy | KTOE | EL | 2013 | nrg_105a | 3.2196
Consumption in Gas Works | 6000 | 6000-Electrical energy | KTOE | UA | 2009 | nrg_105a | 0.32238
Consumption in Pipeline transport | 6000 | 6000-Electrical energy | KTOE | RO | 2011 | nrg_105a | 0.11723
Primary production | 0 | 0000-All products | KTOE | MD | 2010 | nrg_110a | 9.0644
Imports | 0 | 0000-All products | KTOE | CY | 2010 | nrg_110a | 123.2761
Imports | 0 | 0000-All products | KTOE | RS | 2014 | nrg_110a | 204.2112
Consumption in Gas Works | 0 | 0000-All products | KTOE | CZ | 2012 | nrg_110a | 5.5308
Consumption in Pipeline transport | 0 | 0000-All products | KTOE | PT | 2013 | nrg_110a | 0.033494
Consumption in Pipeline transport | 0 | 0000-All products | KTOE | TR | 2010 | nrg_110a | 7.3981
Primary production | 5520 | 5520-Wind power | KTOE | LV | 2013 | nrg_110a | 0.43124
Primary production | 5520 | 5520-Wind power | KTOE | PT | 2014 | nrg_110a | 43.6013
Consumption in Gas Works | 6000 | 6000-Electrical energy | KTOE | CZ | 2010 | nrg_110a | 0.16747
Consumption in Gas Works | 6000 | 6000-Electrical energy | KTOE | SE | 2009 | nrg_110a | 0.025121
Imports | 6000 | 6000-Electrical energy | KTOE | RS | 2012 | nrg_110a | 20.8126
Imports | 6000 | 6000-Electrical energy | KTOE | CZ | 2010 | nrg_110a | 23.9108
Consumption in Coal Mines | 6000 | 6000-Electrical energy | KTOE | FR | 2012 | nrg_110a | 0.24283
Consumption in Coal Mines | 6000 | 6000-Electrical energy | KTOE | ES | 2013 | nrg_110a | 0.98808
Consumption in Coal Mines | 0 | 0000-All products | KTOE | FR | 2010 | nrg_100a | 0.21353
Consumption in BKB / PB Plants | 0 | 0000-All products | KTOE | LT | 2013 | nrg_100a | 0.029308
Consumption in Gas Works | 0 | 0000-All products | KTOE | CZ | 2013 | nrg_100a | 6.3179
Consumption in Pipeline transport | 0 | 0000-All products | KTOE | RS | 2011 | nrg_100a | 0.037681
Consumption in Pipeline transport | 0 | 0000-All products | KTOE | SK | 2014 | nrg_100a | 3.5002
Consumption in Pipeline transport | 0 | 0000-All products | KTOE | UA | 2010 | nrg_100a | 140.9026
Imports | 6000 | 6000-Electrical energy | KTOE | ES | 2009 | nrg_100a | 24.3044
Imports | 6000 | 6000-Electrical energy | KTOE | MK | 2010 | nrg_100a | 5.1121
Imports | 6000 | 6000-Electrical energy | KTOE | PT | 2012 | nrg_100a | 38.7572
Consumption in Gas Works | 6000 | 6000-Electrical energy | KTOE | ES | 2013 | nrg_100a | 0.37681
Consumption in BKB / PB Plants | 2000 | 2000-Solid fuels | KTOE | DE | 2009 | nrg_110a | 8.0093
Imports | 3000 | 3000-Total petroleum products | KTOE | LU | 2012 | nrg_110a | 119.3657
Imports | 3000 | 3000-Total petroleum products | KTOE | LT | 2009 | nrg_110a | 389.7743
Imports | 3000 | 3000-Total petroleum products | KTOE | IT | 2012 | nrg_110a | 3625.0822
Primary production | 3000 | 3000-Total petroleum products | KTOE | BG | 2013 | nrg_110a | 1.143
Primary production | 3000 | 3000-Total petroleum products | KTOE | ES | 2013 | nrg_110a | 15.4367
Primary production | 3000 | 3000-Total petroleum products | KTOE | RO | 2014 | nrg_110a | 175.3306
Transformation input in Gas Works | 3000 | 3000-Total petroleum products | KTOE | ES | 2009 | nrg_110a | 2.3237
Consumption in Oil and gas extraction | 3000 | 3000-Total petroleum products | KTOE | RO | 2012 | nrg_110a | 2.7507
Consumption in Oil and gas extraction | 3000 | 3000-Total petroleum products | KTOE | UK | 2014 | nrg_110a | 27.7292
Consumption in Coal Mines | 3000 | 3000-Total petroleum products | KTOE | PL | 2012 | nrg_110a | 0.9839
Consumption in Coal Mines | 3000 | 3000-Total petroleum products | KTOE | SK | 2011 | nrg_110a | 0.041868
Consumption in Coke Ovens | 3000 | 3000-Total petroleum products | KTOE | BE | 2013 | nrg_110a | 0.041868
Primary production | 3000 | 3000-Total petroleum products | KTOE | CZ | 2010 | nrg_100a | 11.2583
Primary production | 3000 | 3000-Total petroleum products | KTOE | FI | 2009 | nrg_100a | 4.124
Primary production | 3000 | 3000-Total petroleum products | KTOE | HU | 2009 | nrg_100a | 49.4838
Primary production | 3000 | 3000-Total petroleum products | KTOE | RS | 2010 | nrg_100a | 38.1836
Primary production | 2000 | 2000-Solid fuels | KTOE | BG | 2010 | nrg_100a | 206.3004
Primary production | 2000 | 2000-Solid fuels | KTOE | IE | 2013 | nrg_100a | 54.0767
Primary production | 2000 | 2000-Solid fuels | KTOE | IT | 2012 | nrg_100a | 2.1269
Primary production | 2000 | 2000-Solid fuels | KTOE | RS | 2014 | nrg_100a | 239.1877
Imports | 2000 | 2000-Solid fuels | KTOE | DE | 2013 | nrg_100a | 1566.956
Imports | 2000 | 2000-Solid fuels | KTOE | HU | 2014 | nrg_100a | 44.2628
Imports | 2000 | 2000-Solid fuels | KTOE | IT | 2012 | nrg_100a | 644.6835
Imports | 2000 | 2000-Solid fuels | KTOE | LV | 2009 | nrg_100a | 3.4709
Imports | 2000 | 2000-Solid fuels | KTOE | MD | 2009 | nrg_100a | 3.295
Transformation input in Coke Ovens | 2000 | 2000-Solid fuels | KTOE | FR | 2011 | nrg_100a | 124.2893
Transformation input in Coke Ovens | 2000 | 2000-Solid fuels | KTOE | UA | 2010 | nrg_100a | 770.0153
Transformation input in BKB / PB Plants | 2000 | 2000-Solid fuels | KTOE | RS | 2011 | nrg_100a | 23.1195
Consumption in Coke Ovens | 2000 | 2000-Solid fuels | KTOE | PL | 2013 | nrg_100a | 1.5952
Consumption in BKB / PB Plants | 2000 | 2000-Solid fuels | KTOE | DE | 2013 | nrg_100a | 10.1027
Transformation output from Coke Ovens | 2000 | 2000-Solid fuels | KTOE | SK | 2013 | nrg_100a | 45.992
Transformation output from BKB / PB Plants | 2000 | 2000-Solid fuels | KTOE | RS | 2010 | nrg_100a | 11.1411
Imports | 3000 | 3000-Total petroleum products | KTOE | CZ | 2013 | nrg_100a | 419.8397
Imports | 3000 | 3000-Total petroleum products | KTOE | LT | 2014 | nrg_100a | 394.6394
Imports | 3000 | 3000-Total petroleum products | KTOE | MD | 2014 | nrg_100a | 33.8377
Imports | 3000 | 3000-Total petroleum products | KTOE | NL | 2012 | nrg_100a | 6125.6568
Imports | 3000 | 3000-Total petroleum products | KTOE | SK | 2009 | nrg_100a | 287.382
Consumption in Oil and gas extraction | 3000 | 3000-Total petroleum products | KTOE | LT | 2012 | nrg_100a | 0.041868
Consumption in Oil and gas extraction | 3000 | 3000-Total petroleum products | KTOE | NL | 2013 | nrg_100a | 0.17166
Consumption in Oil and gas extraction | 3000 | 3000-Total petroleum products | KTOE | NO | 2009 | nrg_100a | 8.2815
Consumption in Coal Mines | 3000 | 3000-Total petroleum products | KTOE | PL | 2010 | nrg_100a | 0.9839
Transformation output from Coke Ovens | 2000 | 2000-Solid fuels | KTOE | AT | 2013 | nrg_101a | 40.4194
Transformation output from Coke Ovens | 2000 | 2000-Solid fuels | KTOE | BE | 2009 | nrg_101a | 46.6703
Transformation output from BKB / PB Plants | 2000 | 2000-Solid fuels | KTOE | EE | 2009 | nrg_101a | 0.90016
Transformation input in BKB / PB Plants | 2000 | 2000-Solid fuels | KTOE | BG | 2010 | nrg_101a | 40.6413
Primary production | 2000 | 2000-Solid fuels | KTOE | MK | 2011 | nrg_101a | 59.0464
Imports | 2000 | 2000-Solid fuels | KTOE | BE | 2012 | nrg_101a | 163.1596
Imports | 2000 | 2000-Solid fuels | KTOE | FR | 2014 | nrg_101a | 384.9302
Imports | 2000 | 2000-Solid fuels | KTOE | SI | 2011 | nrg_101a | 10.7726
Consumption in Coal Mines | 2000 | 2000-Solid fuels | KTOE | BG | 2011 | nrg_101a | 0.037681
Primary production | 3000 | 3000-Total petroleum products | KTOE | LT | 2014 | nrg_102a | 3.4834
Imports | 3000 | 3000-Total petroleum products | KTOE | SE | 2009 | nrg_102a | 1121.426
Consumption in Oil and gas extraction | 3000 | 3000-Total petroleum products | KTOE | DE | 2014 | nrg_102a | 0.041868
Consumption in Coal Mines | 3000 | 3000-Total petroleum products | KTOE | MK | 2014 | nrg_102a | 0.083736
Consumption in Coal Mines | 2000 | 2000-Solid fuels | KTOE | BG | 2013 | nrg_110a | 0.041868
Consumption in Coal Mines | 2000 | 2000-Solid fuels | KTOE | UA | 2014 | nrg_110a | 0.41449
Consumption in Coal Mines | 2000 | 2000-Solid fuels | KTOE | UK | 2013 | nrg_110a | 0.075362
Primary production | 2000 | 2000-Solid fuels | KTOE | IT | 2011 | nrg_110a | 2.4451
Primary production | 2000 | 2000-Solid fuels | KTOE | LT | 2012 | nrg_110a | 0.71594
Imports | 2000 | 2000-Solid fuels | KTOE | FI | 2014 | nrg_110a | 152.6298
Consumption in Coke Ovens | 4100 | 4100-Natural gas | KTOE | SK | 2013 | nrg_110a | 0.0041868
Primary production | 5100 | 5100-Nuclear heat | KTOE | NL | 2012 | nrg_110a | 42.2825
Primary production | 7200 | 7200-Waste (non-renewable) | KTOE | IT | 2010 | nrg_110a | 43.5888
Primary production | 7200 | 7200-Waste (non-renewable) | KTOE | LU | 2011 | nrg_110a | 1.3398
Primary production | 7200 | 7200-Waste (non-renewable) | KTOE | LT | 2013 | nrg_110a | 0.62802
Primary production | 4000 | 4000-Gas | KTOE | NL | 2014 | nrg_100a | 2099.4457
Primary production | 7200 | 7200-Waste (non-renewable) | KTOE | NL | 2014 | nrg_100a | 28.3237
Transformation output from Coke Ovens | 4000 | 4000-Gas | KTOE | DE | 2010 | nrg_100a | 61.7511
Transformation output from Coke Ovens | 4000 | 4000-Gas | KTOE | UK | 2014 | nrg_100a | 27.4528
Imports | 4000 | 4000-Gas | KTOE | BE | 2012 | nrg_100a | 638.286
Imports | 4000 | 4000-Gas | KTOE | FI | 2010 | nrg_100a | 160.6517
Imports | 4000 | 4000-Gas | KTOE | UK | 2010 | nrg_100a | 1919.8739
Transformation output from Gas Works | 4000 | 4000-Gas | KTOE | HR | 2009 | nrg_100a | 0.19678
Consumption in Oil and gas extraction | 4000 | 4000-Gas | KTOE | BG | 2012 | nrg_100a | 0.037681
Consumption in Oil and gas extraction | 4000 | 4000-Gas | KTOE | DK | 2013 | nrg_100a | 23.4168
Consumption in Coal Mines | 4000 | 4000-Gas | KTOE | CZ | 2012 | nrg_100a | 0.11723
Consumption in Coal Mines | 4000 | 4000-Gas | KTOE | UA | 2010 | nrg_100a | 0.075362
Consumption in Coke Ovens | 4000 | 4000-Gas | KTOE | SK | 2010 | nrg_100a | 6.8161
Consumption in Coke Ovens | 4000 | 4000-Gas | KTOE | TR | 2010 | nrg_100a | 10.9652
Primary production | 5100 | 5100-Nuclear heat | KTOE | NL | 2012 | nrg_100a | 42.2825
Consumption in Coke Ovens | 4000 | 4000-Gas | KTOE | SE | 2010 | nrg_110a | 4.1784
Consumption in Pipeline transport | 4000 | 4000-Gas | KTOE | AT | 2012 | nrg_110a | 7.105
Primary production | 4100 | 4100-Natural gas | KTOE | BG | 2011 | nrg_110a | 14.6831
Primary production | 4100 | 4100-Natural gas | KTOE | CZ | 2012 | nrg_110a | 8.9556
Primary production | 4100 | 4100-Natural gas | KTOE | IT | 2013 | nrg_110a | 265.2338
Imports | 4100 | 4100-Natural gas | KTOE | FR | 2013 | nrg_110a | 1780.2441
Imports | 4100 | 4100-Natural gas | KTOE | IE | 2013 | nrg_110a | 155.3345
Imports | 4100 | 4100-Natural gas | KTOE | HU | 2011 | nrg_110a | 276.2827
Imports | 4100 | 4100-Natural gas | KTOE | LT | 2014 | nrg_110a | 89.7524
Imports | 4100 | 4100-Natural gas | KTOE | MD | 2009 | nrg_110a | 90.7991
Imports | 4100 | 4100-Natural gas | KTOE | TR | 2010 | nrg_110a | 1311.2932
Transformation input in Gas Works | 4100 | 4100-Natural gas | KTOE | DK | 2011 | nrg_110a | 0.56103
Consumption in Oil and gas extraction | 4100 | 4100-Natural gas | KTOE | IT | 2011 | nrg_110a | 33.6074
Consumption in Oil and gas extraction | 4100 | 4100-Natural gas | KTOE | PL | 2010 | nrg_110a | 7.0631
Consumption in Oil and gas extraction | 4100 | 4100-Natural gas | KTOE | UK | 2013 | nrg_110a | 150.842
Consumption in Coke Ovens | 4100 | 4100-Natural gas | KTOE | AT | 2012 | nrg_110a | 0.075362
Consumption in Pipeline transport | 4100 | 4100-Natural gas | KTOE | BG | 2014 | nrg_110a | 7.0296
Primary production | 5100 | 5100-Nuclear heat | KTOE | BG | 2013 | nrg_110a | 153.7016
Primary production | 5100 | 5100-Nuclear heat | KTOE | CZ | 2010 | nrg_110a | 303.4467
Primary production | 5100 | 5100-Nuclear heat | KTOE | FI | 2011 | nrg_110a | 250.4209
Primary production | 7200 | 7200-Waste (non-renewable) | KTOE | BG | 2011 | nrg_110a | 0.34332
Primary production | 7200 | 7200-Waste (non-renewable) | KTOE | CZ | 2009 | nrg_110a | 8.2312
Primary production | 7200 | 7200-Waste (non-renewable) | KTOE | EL | 2012 | nrg_110a | 0.62383
Primary production | 7200 | 7200-Waste (non-renewable) | KTOE | FI | 2010 | nrg_110a | 6.1169
Imports | 7200 | 7200-Waste (non-renewable) | KTOE | HU | 2011 | nrg_110a | 0.27214
Primary production | 4000 | 4000-Gas | KTOE | DE | 2011 | nrg_100a | 456.0639
Primary production | 4000 | 4000-Gas | KTOE | DK | 2010 | nrg_100a | 307.4242
Primary production | 4000 | 4000-Gas | KTOE | ES | 2012 | nrg_100a | 2.1688
Primary production | 4000 | 4000-Gas | KTOE | RS | 2009 | nrg_100a | 8.763
Primary production | 7200 | 7200-Waste (non-renewable) | KTOE | BG | 2013 | nrg_100a | 0.32238
Primary production | 7200 | 7200-Waste (non-renewable) | KTOE | DE | 2009 | nrg_100a | 151.1225
Primary production | 7200 | 7200-Waste (non-renewable) | KTOE | IS | 2009 | nrg_100a | 0.020934
Primary production | 7200 | 7200-Waste (non-renewable) | KTOE | RS | 2009 | nrg_100a | 0.09211
Primary production | 7200 | 7200-Waste (non-renewable) | KTOE | SI | 2012 | nrg_100a | 1.3314
Primary production | 7200 | 7200-Waste (non-renewable) | KTOE | SE | 2014 | nrg_100a | 25.3008
Imports | 7200 | 7200-Waste (non-renewable) | KTOE | HU | 2011 | nrg_100a | 0.27214
Imports | 7200 | 7200-Waste (non-renewable) | KTOE | LV | 2011 | nrg_100a | 2.1729
Transformation output from Coke Ovens | 4000 | 4000-Gas | KTOE | SK | 2012 | nrg_100a | 11.677
Imports | 4000 | 4000-Gas | KTOE | HR | 2014 | nrg_100a | 39.1884
Imports | 4000 | 4000-Gas | KTOE | MD | 2013 | nrg_100a | 72.7247
Imports | 4000 | 4000-Gas | KTOE | LV | 2014 | nrg_100a | 32.6612
Imports | 4000 | 4000-Gas | KTOE | LU | 2014 | nrg_100a | 35.3031
Consumption in Oil and gas extraction | 4000 | 4000-Gas | KTOE | NL | 2010 | nrg_100a | 27.0928
Consumption in Oil and gas extraction | 4000 | 4000-Gas | KTOE | RS | 2013 | nrg_100a | 2.4828
Consumption in Coal Mines | 4000 | 4000-Gas | KTOE | PL | 2011 | nrg_100a | 0.62383
Consumption in Coke Ovens | 4000 | 4000-Gas | KTOE | AT | 2014 | nrg_100a | 6.3891
Consumption in Oil and gas extraction | 6000 | 6000-Electrical energy | KTOE | ES | 2010 | nrg_100a | 0.18841
Consumption in Oil and gas extraction | 6000 | 6000-Electrical energy | KTOE | FR | 2010 | nrg_100a | 1.8924
Consumption in Oil and gas extraction | 6000 | 6000-Electrical energy | KTOE | HR | 2010 | nrg_100a | 0.41449
Consumption in Coal Mines | 6000 | 6000-Electrical energy | KTOE | HU | 2011 | nrg_100a | 1.4277
Consumption in Coal Mines | 6000 | 6000-Electrical energy | KTOE | MK | 2014 | nrg_100a | 0.381
Consumption in Coal Mines | 6000 | 6000-Electrical energy | KTOE | PL | 2009 | nrg_100a | 21.7923
Consumption in Coke Ovens | 6000 | 6000-Electrical energy | KTOE | DE | 2012 | nrg_100a | 1.0802
Consumption in Pipeline transport | 6000 | 6000-Electrical energy | KTOE | LT | 2014 | nrg_100a | 0.062802
Consumption in Pipeline transport | 6000 | 6000-Electrical energy | KTOE | MD | 2014 | nrg_100a | 0.025121
Transformation input in Coke Ovens | 0 | 0000-All products | KTOE | AT | 2010 | nrg_100a | 53.6203
Transformation input in Patent Fuel Plants | 0 | 0000-All products | KTOE | UK | 2012 | nrg_100a | 7.5111
Primary production | 0 | 0000-All products | KTOE | FR | 2010 | nrg_100a | 5619.4811
Primary production | 0 | 0000-All products | KTOE | UA | 2013 | nrg_100a | 3460.9931
Primary production | 0 | 0000-All products | KTOE | UK | 2009 | nrg_100a | 6609.3578
Imports | 0 | 0000-All products | KTOE | MK | 2014 | nrg_100a | 65.8207
Imports | 0 | 0000-All products | KTOE | PT | 2014 | nrg_100a | 920.4889
Consumption in Oil and gas extraction | 0 | 0000-All products | KTOE | FR | 2012 | nrg_100a | 2.7633
Consumption in Oil and gas extraction | 0 | 0000-All products | KTOE | HR | 2012 | nrg_100a | 3.6258
Imports | 6000 | 6000-Electrical energy | KTOE | PT | 2013 | nrg_105a | 29.1611
Consumption in Coal Mines | 6000 | 6000-Electrical energy | KTOE | RO | 2013 | nrg_105a | 3.0396
Consumption in Pipeline transport | 6000 | 6000-Electrical energy | KTOE | MD | 2014 | nrg_105a | 0.025121
Primary production | 5520 | 5520-Wind power | KTOE | AT | 2009 | nrg_107a | 7.0338
Consumption in Coal Mines | 0 | 0000-All products | KTOE | PT | 2010 | nrg_110a | 0.0041868
Consumption in Coke Ovens | 0 | 0000-All products | KTOE | DE | 2012 | nrg_110a | 23.3582
Consumption in Coke Ovens | 0 | 0000-All products | KTOE | HU | 2014 | nrg_110a | 3.0857
Imports | 0 | 0000-All products | KTOE | EL | 2013 | nrg_110a | 1301.9734
Imports | 0 | 0000-All products | KTOE | ME | 2011 | nrg_110a | 20.2348
Imports | 0 | 0000-All products | KTOE | MK | 2010 | nrg_110a | 65.4439
Imports | 0 | 0000-All products | KTOE | RO | 2012 | nrg_110a | 505.0579
Transformation input in BKB / PB Plants | 0 | 0000-All products | KTOE | DE | 2012 | nrg_110a | 147.0069
Transformation output from Coke Ovens | 0 | 0000-All products | KTOE | ES | 2014 | nrg_110a | 57.736
Transformation output from Coke Ovens | 0 | 0000-All products | KTOE | FI | 2010 | nrg_110a | 30.7897
Transformation output from Coke Ovens | 0 | 0000-All products | KTOE | IT | 2012 | nrg_110a | 146.5631
Consumption in Pipeline transport | 0 | 0000-All products | KTOE | FI | 2011 | nrg_110a | 0.32238
Consumption in Pipeline transport | 0 | 0000-All products | KTOE | FR | 2013 | nrg_110a | 0.066989
Consumption in Pipeline transport | 0 | 0000-All products | KTOE | IT | 2010 | nrg_110a | 1.7124
Consumption in Pipeline transport | 0 | 0000-All products | KTOE | LV | 2012 | nrg_110a | 0.087923
Consumption in Pipeline transport | 0 | 0000-All products | KTOE | PL | 2011 | nrg_110a | 10.5507
Consumption in BKB / PB Plants | 6000 | 6000-Electrical energy | KTOE | IE | 2009 | nrg_110a | 0.28052
Consumption in BKB / PB Plants | 6000 | 6000-Electrical energy | KTOE | RS | 2011 | nrg_110a | 0.91272
Consumption in Pipeline transport | 6000 | 6000-Electrical energy | KTOE | IT | 2014 | nrg_110a | 1.5366
Imports | 6000 | 6000-Electrical energy | KTOE | ME | 2013 | nrg_110a | 2.9308
Imports | 6000 | 6000-Electrical energy | KTOE | MK | 2010 | nrg_110a | 5.1121
Imports | 6000 | 6000-Electrical energy | KTOE | PT | 2014 | nrg_110a | 26.088
Consumption in Coal Mines | 6000 | 6000-Electrical energy | KTOE | EE | 2009 | nrg_110a | 0.762
Consumption in Coal Mines | 6000 | 6000-Electrical energy | KTOE | HU | 2012 | nrg_110a | 1.3775
Consumption in Oil and gas extraction | 6000 | 6000-Electrical energy | KTOE | HU | 2009 | nrg_110a | 1.2477
Consumption in Coal Mines | 6000 | 6000-Electrical energy | KTOE | RO | 2014 | nrg_110a | 2.9224
Transformation output from Coke Ovens | 0 | 0000-All products | KTOE | FR | 2012 | nrg_100a | 115.1663
Consumption in Gas Works | 0 | 0000-All products | KTOE | ES | 2009 | nrg_100a | 1.4696
Consumption in Pipeline transport | 0 | 0000-All products | KTOE | EL | 2009 | nrg_100a | 0.01256
Consumption in Pipeline transport | 0 | 0000-All products | KTOE | HR | 2009 | nrg_100a | 0.09211
Consumption in Pipeline transport | 0 | 0000-All products | KTOE | LT | 2012 | nrg_100a | 1.2895
Imports | 6000 | 6000-Electrical energy | KTOE | LT | 2014 | nrg_100a | 30.6767
Imports | 6000 | 6000-Electrical energy | KTOE | LU | 2013 | nrg_100a | 24.6686
Imports | 6000 | 6000-Electrical energy | KTOE | IT | 2010 | nrg_100a | 165.5544
Consumption in Coke Ovens | 6000 | 6000-Electrical energy | KTOE | FR | 2012 | nrg_110a | 0.0083736
Transformation output from Coke Ovens | 0 | 0000-All products | KTOE | ES | 2011 | nrg_100a | 74.7972
Transformation output from Coke Ovens | 0 | 0000-All products | KTOE | IT | 2009 | nrg_100a | 90.1251
Transformation output from Coke Ovens | 0 | 0000-All products | KTOE | PL | 2012 | nrg_100a | 332.9469
Transformation output from Coke Ovens | 0 | 0000-All products | KTOE | SE | 2010 | nrg_100a | 41.7801
Imports | 2000 | 2000-Solid fuels | KTOE | UK | 2009 | nrg_110a | 997.9154
Transformation input in BKB / PB Plants | 2000 | 2000-Solid fuels | KTOE | BG | 2012 | nrg_110a | 34.7253
Transformation input in Coke Ovens | 2000 | 2000-Solid fuels | KTOE | CZ | 2010 | nrg_110a | 97.2007
Transformation output from BKB / PB Plants | 2000 | 2000-Solid fuels | KTOE | FI | 2011 | nrg_110a | 0.9211
Transformation output from Coke Ovens | 2000 | 2000-Solid fuels | KTOE | AT | 2009 | nrg_110a | 36.5215
Transformation output from Coke Ovens | 2000 | 2000-Solid fuels | KTOE | EE | 2013 | nrg_110a | 0.62802
Transformation output from Coke Ovens | 2000 | 2000-Solid fuels | KTOE | UA | 2013 | nrg_110a | 540.7378
Transformation output from Coke Ovens | 2000 | 2000-Solid fuels | KTOE | UK | 2009 | nrg_110a | 110.8665
Imports | 3000 | 3000-Total petroleum products | KTOE | BE | 2014 | nrg_110a | 2443.517
Imports | 3000 | 3000-Total petroleum products | KTOE | DK | 2011 | nrg_110a | 392.6674
Imports | 3000 | 3000-Total petroleum products | KTOE | UA | 2013 | nrg_110a | 339.3443
Imports | 3000 | 3000-Total petroleum products | KTOE | XK | 2012 | nrg_110a | 24.4384
Primary production | 3000 | 3000-Total petroleum products | KTOE | IT | 2011 | nrg_110a | 237.1487
Primary production | 3000 | 3000-Total petroleum products | KTOE | LT | 2010 | nrg_110a | 4.8986
Consumption in Coal Mines | 3000 | 3000-Total petroleum products | KTOE | UA | 2009 | nrg_110a | 1.1932
Transformation output from Coke Ovens | 2000 | 2000-Solid fuels | KTOE | AT | 2011 | nrg_100a | 39.5234
Transformation output from Coke Ovens | 2000 | 2000-Solid fuels | KTOE | DE | 2013 | nrg_100a | 235.7796
Primary production | 3000 | 3000-Total petroleum products | KTOE | LT | 2010 | nrg_100a | 4.8986
Primary production | 2000 | 2000-Solid fuels | KTOE | LT | 2013 | nrg_100a | 0.9839
Imports | 2000 | 2000-Solid fuels | KTOE | SE | 2011 | nrg_100a | 99.2397
Imports | 2000 | 2000-Solid fuels | KTOE | UA | 2014 | nrg_100a | 439.8778
Imports | 2000 | 2000-Solid fuels | KTOE | UK | 2011 | nrg_100a | 851.838
Transformation input in Coke Ovens | 2000 | 2000-Solid fuels | KTOE | BE | 2012 | nrg_100a | 72.3353
Transformation input in BKB / PB Plants | 2000 | 2000-Solid fuels | KTOE | LT | 2012 | nrg_100a | 0.083736
Transformation input in BKB / PB Plants | 2000 | 2000-Solid fuels | KTOE | UA | 2012 | nrg_100a | 3.4499
Consumption in Coke Ovens | 2000 | 2000-Solid fuels | KTOE | ES | 2013 | nrg_100a | 1.3188
Consumption in BKB / PB Plants | 2000 | 2000-Solid fuels | KTOE | EE | 2010 | nrg_100a | 0.020934
Transformation output from BKB / PB Plants | 2000 | 2000-Solid fuels | KTOE | BG | 2013 | nrg_100a | 31.5182
Transformation output from BKB / PB Plants | 2000 | 2000-Solid fuels | KTOE | FI | 2013 | nrg_100a | 0.36006
Consumption in Coal Mines | 2000 | 2000-Solid fuels | KTOE | DE | 2013 | nrg_100a | 0.19259
Consumption in Coal Mines | 2000 | 2000-Solid fuels | KTOE | UA | 2010 | nrg_100a | 2.2064
Imports | 3000 | 3000-Total petroleum products | KTOE | DK | 2013 | nrg_100a | 520.235
Primary production | 2000 | 2000-Solid fuels | KTOE | DE | 2011 | nrg_110a | 1955.1226
Primary production | 2000 | 2000-Solid fuels | KTOE | EE | 2010 | nrg_110a | 165.0772
Primary production | 2000 | 2000-Solid fuels | KTOE | EL | 2012 | nrg_110a | 336.8155
Primary production | 2000 | 2000-Solid fuels | KTOE | ES | 2014 | nrg_110a | 68.1695
Primary production | 2000 | 2000-Solid fuels | KTOE | IE | 2013 | nrg_110a | 54.0767
Primary production | 2000 | 2000-Solid fuels | KTOE | RO | 2011 | nrg_110a | 278.9288
Primary production | 2000 | 2000-Solid fuels | KTOE | SE | 2014 | nrg_110a | 5.6271
Primary production | 2000 | 2000-Solid fuels | KTOE | UA | 2014 | nrg_110a | 1108.8028
Primary production | 2000 | 2000-Solid fuels | KTOE | XK | 2012 | nrg_110a | 62.6345
Imports | 2000 | 2000-Solid fuels | KTOE | LT | 2014 | nrg_110a | 9.1733
Imports | 2000 | 2000-Solid fuels | KTOE | LV | 2009 | nrg_110a | 3.4709
Imports | 2000 | 2000-Solid fuels | KTOE | SK | 2013 | nrg_110a | 120.2868
Transformation input in Coke Ovens | 2000 | 2000-Solid fuels | KTOE | FI | 2014 | nrg_110a | 36.3037
Transformation input in Coke Ovens | 2000 | 2000-Solid fuels | KTOE | IT | 2014 | nrg_110a | 70.7695
Transformation input in Coke Ovens | 2000 | 2000-Solid fuels | KTOE | UA | 2012 | nrg_110a | 787.2859
Imports | 3000 | 3000-Total petroleum products | KTOE | DE | 2009 | nrg_110a | 5463.4684
Imports | 3000 | 3000-Total petroleum products | KTOE | CZ | 2014 | nrg_110a | 454.586
Imports | 3000 | 3000-Total petroleum products | KTOE | IS | 2012 | nrg_110a | 29.3913
Imports | 3000 | 3000-Total petroleum products | KTOE | HR | 2013 | nrg_110a | 169.3812
Imports | 3000 | 3000-Total petroleum products | KTOE | LV | 2013 | nrg_110a | 98.2014
Imports | 3000 | 3000-Total petroleum products | KTOE | NL | 2010 | nrg_110a | 6056.6793
Imports | 3000 | 3000-Total petroleum products | KTOE | TR | 2012 | nrg_110a | 1726.5819
Primary production | 3000 | 3000-Total petroleum products | KTOE | DE | 2011 | nrg_110a | 163.3941
Primary production | 3000 | 3000-Total petroleum products | KTOE | HU | 2011 | nrg_110a | 37.3798
Primary production | 3000 | 3000-Total petroleum products | KTOE | RS | 2012 | nrg_110a | 50.0113
Consumption in Oil and gas extraction | 3000 | 3000-Total petroleum products | KTOE | PT | 2010 | nrg_110a | 0.46055
Consumption in Oil and gas extraction | 3000 | 3000-Total petroleum products | KTOE | PL | 2010 | nrg_110a | 0.30145
Consumption in Coal Mines | 3000 | 3000-Total petroleum products | KTOE | DE | 2010 | nrg_110a | 0.38519
Primary production | 3000 | 3000-Total petroleum products | KTOE | BG | 2012 | nrg_100a | 0.9839
Primary production | 3000 | 3000-Total petroleum products | KTOE | EL | 2010 | nrg_100a | 4.9153
Consumption in Coke Ovens | 4000 | 4000-Gas | KTOE | NL | 2014 | nrg_100a | 7.733
Consumption in Pipeline transport | 4000 | 4000-Gas | KTOE | BE | 2014 | nrg_100a | 1.905
Primary production | 5100 | 5100-Nuclear heat | KTOE | BE | 2013 | nrg_100a | 460.5564
Primary production | 5100 | 5100-Nuclear heat | KTOE | HU | 2010 | nrg_100a | 170.721
Primary production | 3105 | 3105-Crude oil (without NGL) | KTOE | NL | 2010 | nrg_102a | 41.1144
Imports | 3105 | 3105-Crude oil (without NGL) | KTOE | DK | 2011 | nrg_102a | 125.1728
Imports | 3105 | 3105-Crude oil (without NGL) | KTOE | SK | 2014 | nrg_102a | 224.8353
Imports | 3270A | 3270A-Total fuel oil | KTOE | SI | 2013 | nrg_102a | 2.8387
Imports | 3270A | 3270A-Total fuel oil | KTOE | SE | 2014 | nrg_102a | 15.5581
Imports | 3270A | 3270A-Total fuel oil | KTOE | XK | 2010 | nrg_102a | 3.2406
Imports | 3270A | 3270A-Total fuel oil | KTOE | BE | 2012 | nrg_102a | 176.8002
Transformation output from Coke Ovens | 4000 | 4000-Gas | KTOE | UA | 2014 | nrg_103a | 87.1064
Transformation output from Coke Ovens | 4000 | 4000-Gas | KTOE | UK | 2010 | nrg_103a | 28.5833
Transformation output from Gas Works | 4000 | 4000-Gas | KTOE | HR | 2011 | nrg_103a | 0.12979
Consumption in Oil and gas extraction | 4000 | 4000-Gas | KTOE | BG | 2010 | nrg_103a | 0.037681
Primary production | 4100 | 4100-Natural gas | KTOE | NL | 2014 | nrg_103a | 2099.4457
Imports | 4100 | 4100-Natural gas | KTOE | DK | 2014 | nrg_103a | 23.421
Imports | 4100 | 4100-Natural gas | KTOE | SI | 2013 | nrg_103a | 28.8596
Imports | 4100 | 4100-Natural gas | KTOE | SE | 2014 | nrg_103a | 33.2432
Imports | 4100 | 4100-Natural gas | KTOE | UA | 2014 | nrg_103a | 658.345
Consumption in Oil and gas extraction | 4100 | 4100-Natural gas | KTOE | AL | 2012 | nrg_103a | 0.36006
Consumption in Oil and gas extraction | 4100 | 4100-Natural gas | KTOE | EE | 2009 | nrg_103a | 0.43961
Consumption in Oil and gas extraction | 4100 | 4100-Natural gas | KTOE | EL | 2011 | nrg_103a | 0.82899
Consumption in Oil and gas extraction | 4100 | 4100-Natural gas | KTOE | ES | 2013 | nrg_103a | 0.24283
Consumption in Coke Ovens | 4100 | 4100-Natural gas | KTOE | ES | 2012 | nrg_103a | 0.037681
Primary production | 4000 | 4000-Gas | KTOE | NL | 2014 | nrg_103a | 2099.4457
Imports | 4000 | 4000-Gas | KTOE | BE | 2011 | nrg_103a | 746.8246
Primary production | 7200 | 7200-Waste (non-renewable) | KTOE | NL | 2014 | nrg_108a | 28.3237
Transformation input in BKB / PB Plants | 2210 | 2210-Lignite/Brown Coal | KTOE | BG | 2009 | nrg_110a | 40.7124
Primary production | 3105 | 3105-Crude oil (without NGL) | KTOE | NO | 2011 | nrg_110a | 3679.4101
Imports | 3105 | 3105-Crude oil (without NGL) | KTOE | AT | 2012 | nrg_110a | 310.38
Imports | 3105 | 3105-Crude oil (without NGL) | KTOE | BE | 2010 | nrg_110a | 1383.9635
Imports | 3270A | 3270A-Total fuel oil | KTOE | DK | 2012 | nrg_110a | 68.9608
Imports | 3270A | 3270A-Total fuel oil | KTOE | UA | 2014 | nrg_110a | 1.7585
Primary production | 4000 | 4000-Gas | KTOE | IT | 2010 | nrg_110a | 288.2402
Imports | 4000 | 4000-Gas | KTOE | BE | 2009 | nrg_110a | 753.2179
Imports | 4000 | 4000-Gas | KTOE | AT | 2010 | nrg_110a | 426.6433
Imports | 4000 | 4000-Gas | KTOE | DK | 2012 | nrg_110a | 34.4071
Imports | 4000 | 4000-Gas | KTOE | SE | 2014 | nrg_110a | 33.2432
Consumption in Oil and gas extraction | 4000 | 4000-Gas | KTOE | DK | 2011 | nrg_110a | 25.0622
Consumption in Oil and gas extraction | 4000 | 4000-Gas | KTOE | EE | 2013 | nrg_110a | 0.32657
Consumption in Oil and gas extraction | 4000 | 4000-Gas | KTOE | EL | 2013 | nrg_110a | 0.70338
Transformation output from Coke Ovens | 4000 | 4000-Gas | KTOE | AT | 2014 | nrg_110a | 9.077
Transformation output from Coke Ovens | 4000 | 4000-Gas | KTOE | BE | 2010 | nrg_110a | 15.1311
Transformation output from Coke Ovens | 4000 | 4000-Gas | KTOE | UK | 2014 | nrg_110a | 27.4528
Imports | 4100 | 4100-Natural gas | KTOE | BE | 2013 | nrg_110a | 638.8973
Imports | 4100 | 4100-Natural gas | KTOE | DK | 2011 | nrg_110a | 31.4722
Consumption in Oil and gas extraction | 4100 | 4100-Natural gas | KTOE | AL | 2014 | nrg_110a | 0.75362
Consumption in Oil and gas extraction | 4100 | 4100-Natural gas | KTOE | AT | 2014 | nrg_110a | 3.9482
Consumption in Coal Mines | 4100 | 4100-Natural gas | KTOE | UA | 2010 | nrg_110a | 0.075362
Primary production | 4000 | 4000-Gas | KTOE | NO | 2013 | nrg_100a | 4002.6687
Primary production | 7200 | 7200-Waste (non-renewable) | KTOE | LT | 2014 | nrg_100a | 0.75362
Primary production | 7200 | 7200-Waste (non-renewable) | KTOE | LV | 2013 | nrg_100a | 0.16747
Transformation output from Coke Ovens | 4000 | 4000-Gas | KTOE | BE | 2012 | nrg_100a | 13.6532
Imports | 4000 | 4000-Gas | KTOE | AT | 2014 | nrg_100a | 348.0738
Imports | 4000 | 4000-Gas | KTOE | SI | 2012 | nrg_100a | 29.6593
Imports | 4000 | 4000-Gas | KTOE | UA | 2010 | nrg_100a | 1237.5846
Consumption in Oil and gas extraction | 4000 | 4000-Gas | KTOE | AT | 2010 | nrg_100a | 7.9549
Consumption in Oil and gas extraction | 4000 | 4000-Gas | KTOE | CZ | 2010 | nrg_100a | 0.14235
Consumption in Coke Ovens | 4000 | 4000-Gas | KTOE | FI | 2010 | nrg_100a | 1.9427
Consumption in Coke Ovens | 4000 | 4000-Gas | KTOE | UA | 2009 | nrg_100a | 52.3936
Primary production | 5100 | 5100-Nuclear heat | KTOE | UA | 2011 | nrg_110a | 981.0803
Primary production | 7200 | 7200-Waste (non-renewable) | KTOE | DE | 2014 | nrg_110a | 180.1245
Primary production | 7200 | 7200-Waste (non-renewable) | KTOE | RO | 2012 | nrg_110a | 1.1346
Imports | 7200 | 7200-Waste (non-renewable) | KTOE | LV | 2014 | nrg_110a | 2.2399
Transformation output from Coke Ovens | 0 | 0000-All products | KTOE | TR | 2011 | nrg_100a | 135.2127
Consumption in Coal Mines | 0 | 0000-All products | KTOE | PL | 2009 | nrg_100a | 35.077
Consumption in Coke Ovens | 0 | 0000-All products | KTOE | CZ | 2011 | nrg_100a | 11.5639
Consumption in Coke Ovens | 0 | 0000-All products | KTOE | DE | 2009 | nrg_100a | 20.4651
Consumption in Coke Ovens | 0 | 0000-All products | KTOE | FR | 2013 | nrg_100a | 14.0258
Consumption in BKB / PB Plants | 0 | 0000-All products | KTOE | IE | 2014 | nrg_100a | 0.78712
Consumption in BKB / PB Plants | 0 | 0000-All products | KTOE | RS | 2010 | nrg_100a | 0.86667
Consumption in Pipeline transport | 0 | 0000-All products | KTOE | CZ | 2012 | nrg_100a | 1.8003
Consumption in Pipeline transport | 0 | 0000-All products | KTOE | HU | 2011 | nrg_100a | 2.085
Consumption in Pipeline transport | 0 | 0000-All products | KTOE | MD | 2011 | nrg_100a | 0.033494
Consumption in Pipeline transport | 0 | 0000-All products | KTOE | PL | 2010 | nrg_100a | 10.5759
Imports | 6000 | 6000-Electrical energy | KTOE | NL | 2012 | nrg_100a | 115.7608
Consumption in Oil and gas extraction | 6000 | 6000-Electrical energy | KTOE | NL | 2012 | nrg_100a | 6.5858
Consumption in Coal Mines | 6000 | 6000-Electrical energy | KTOE | IT | 2014 | nrg_100a | 0.10048
Consumption in Coal Mines | 6000 | 6000-Electrical energy | KTOE | NO | 2014 | nrg_100a | 0.10467
Consumption in Coke Ovens | 6000 | 6000-Electrical energy | KTOE | CZ | 2014 | nrg_100a | 0.42705
Consumption in Coke Ovens | 6000 | 6000-Electrical energy | KTOE | AT | 2010 | nrg_100a | 0.10886
Transformation input in Coke Ovens | 0 | 0000-All products | KTOE | PL | 2009 | nrg_100a | 276.6009
Transformation input in Coke Ovens | 0 | 0000-All products | KTOE | NL | 2009 | nrg_100a | 71.2175
Transformation input in Coke Ovens | 0 | 0000-All products | KTOE | TR | 2012 | nrg_100a | 155.7699
Transformation input in Gas Works | 0 | 0000-All products | KTOE | CZ | 2013 | nrg_100a | 16.7891
Transformation input in Gas Works | 0 | 0000-All products | KTOE | ES | 2012 | nrg_100a | 2.1436
Primary production | 0 | 0000-All products | KTOE | CZ | 2009 | nrg_100a | 1305.214
Primary production | 0 | 0000-All products | KTOE | EE | 2014 | nrg_100a | 244.1867
Primary production | 0 | 0000-All products | KTOE | IE | 2011 | nrg_100a | 70.4178
Primary production | 0 | 0000-All products | KTOE | IS | 2009 | nrg_100a | 198.0859
Primary production | 0 | 0000-All products | KTOE | RO | 2014 | nrg_100a | 1112.5081
Primary production | 0 | 0000-All products | KTOE | XK | 2009 | nrg_100a | 77.2548
Imports | 0 | 0000-All products | KTOE | DE | 2014 | nrg_100a | 10204.9775
Imports | 0 | 0000-All products | KTOE | HR | 2012 | nrg_100a | 286.4148
Imports | 0 | 0000-All products | KTOE | LU | 2010 | nrg_100a | 200.7738
Imports | 0 | 0000-All products | KTOE | LV | 2011 | nrg_100a | 170.0888
Imports | 0 | 0000-All products | KTOE | TR | 2009 | nrg_100a | 3190.4086
Imports | 0 | 0000-All products | KTOE | UA | 2014 | nrg_100a | 1445.6518
Imports | 2112 | 2112-Patent Fuels | KTOE | DE | 2010 | nrg_101a | 10.1069
Consumption in Oil and gas extraction | 3214 | 3214-Refinery gas | KTOE | RO | 2013 | nrg_102a | 1.8296
Consumption in Coke Ovens | 4220 | 4220-Blast Furnace Gas | KTOE | AT | 2014 | nrg_103a | 4.999
Consumption in Coke Ovens | 4220 | 4220-Blast Furnace Gas | KTOE | NL | 2014 | nrg_103a | 1.3858
Imports | 6000 | 6000-Electrical energy | KTOE | IE | 2013 | nrg_105a | 9.4496
Imports | 6000 | 6000-Electrical energy | KTOE | LU | 2010 | nrg_105a | 26.2094
Imports | 6000 | 6000-Electrical energy | KTOE | IT | 2009 | nrg_105a | 169.4524
Imports | 6000 | 6000-Electrical energy | KTOE | TR | 2012 | nrg_105a | 20.9759
Consumption in Oil and gas extraction | 6000 | 6000-Electrical energy | KTOE | LT | 2014 | nrg_105a | 0.079549
Consumption in Oil and gas extraction | 6000 | 6000-Electrical energy | KTOE | NL | 2010 | nrg_105a | 5.9285
Consumption in Oil and gas extraction | 6000 | 6000-Electrical energy | KTOE | PT | 2011 | nrg_105a | 0.016747
Consumption in Coal Mines | 6000 | 6000-Electrical energy | KTOE | RS | 2014 | nrg_105a | 1.9469
Consumption in Coke Ovens | 6000 | 6000-Electrical energy | KTOE | CZ | 2010 | nrg_105a | 0.52754
Consumption in Coke Ovens | 6000 | 6000-Electrical energy | KTOE | PL | 2010 | nrg_105a | 2.8345
Consumption in BKB / PB Plants | 6000 | 6000-Electrical energy | KTOE | UA | 2012 | nrg_105a | 0.050242
Consumption in Pipeline transport | 6000 | 6000-Electrical energy | KTOE | BG | 2010 | nrg_105a | 0.10467
Primary production | 5520 | 5520-Wind power | KTOE | BG | 2012 | nrg_107a | 4.3961
Primary production | 5520 | 5520-Wind power | KTOE | DK | 2013 | nrg_107a | 40.0426
Primary production | 5520 | 5520-Wind power | KTOE | DE | 2009 | nrg_107a | 139.1274
Primary production | 5520 | 5520-Wind power | KTOE | EL | 2014 | nrg_107a | 13.2805
Primary production | 5520 | 5520-Wind power | KTOE | EE | 2012 | nrg_107a | 1.5617
Primary production | 5520 | 5520-Wind power | KTOE | FI | 2009 | nrg_107a | 0.99646
Primary production | 5520 | 5520-Wind power | KTOE | IE | 2012 | nrg_107a | 14.4361
Primary production | 5520 | 5520-Wind power | KTOE | UK | 2011 | nrg_107a | 56.346
Transformation input in Coke Ovens | 0 | 0000-All products | KTOE | PL | 2013 | nrg_110a | 373.0439
Transformation input in Coke Ovens | 0 | 0000-All products | KTOE | NL | 2013 | nrg_110a | 80.4494
Consumption in Oil and gas extraction | 0 | 0000-All products | KTOE | UK | 2013 | nrg_110a | 179.5258
Consumption in Coal Mines | 0 | 0000-All products | KTOE | SI | 2012 | nrg_110a | 0.30564
Primary production | 3000 | 3000-Total petroleum products | KTOE | UA | 2014 | nrg_100a | 118.8507
Primary production | 2000 | 2000-Solid fuels | KTOE | CZ | 2010 | nrg_100a | 867.9195
Primary production | 2000 | 2000-Solid fuels | KTOE | DE | 2009 | nrg_100a | 1942.0304
Primary production | 2000 | 2000-Solid fuels | KTOE | ES | 2010 | nrg_100a | 138.0137
Primary production | 2000 | 2000-Solid fuels | KTOE | SE | 2010 | nrg_100a | 9.9646
Primary production | 2000 | 2000-Solid fuels | KTOE | XK | 2010 | nrg_100a | 67.4787
Imports | 2000 | 2000-Solid fuels | KTOE | LU | 2010 | nrg_100a | 2.7758
Imports | 2000 | 2000-Solid fuels | KTOE | IS | 2009 | nrg_100a | 3.8225
Imports | 2000 | 2000-Solid fuels | KTOE | NL | 2012 | nrg_100a | 742.8597
Transformation input in Gas Works | 2000 | 2000-Solid fuels | KTOE | CZ | 2009 | nrg_100a | 19.0164
Transformation input in Gas Works | 2000 | 2000-Solid fuels | KTOE | UA | 2014 | nrg_100a | 1.2812
Transformation input in Coke Ovens | 2000 | 2000-Solid fuels | KTOE | IT | 2010 | nrg_100a | 152.3493
Transformation input in Coke Ovens | 2000 | 2000-Solid fuels | KTOE | SK | 2012 | nrg_100a | 59.0883
Imports | 3000 | 3000-Total petroleum products | KTOE | DE | 2009 | nrg_100a | 5463.4684
Imports | 3000 | 3000-Total petroleum products | KTOE | IS | 2011 | nrg_100a | 43.7437
Imports | 3000 | 3000-Total petroleum products | KTOE | HU | 2014 | nrg_100a | 341.7099
Imports | 3000 | 3000-Total petroleum products | KTOE | IE | 2009 | nrg_100a | 370.1341
Imports | 3000 | 3000-Total petroleum products | KTOE | LV | 2012 | nrg_100a | 91.289
Consumption in Oil and gas extraction | 3000 | 3000-Total petroleum products | KTOE | UK | 2013 | nrg_100a | 26.6322
Transformation output from Coke Ovens | 2000 | 2000-Solid fuels | KTOE | UK | 2012 | nrg_101a | 112.3318
Transformation output from BKB / PB Plants | 2000 | 2000-Solid fuels | KTOE | FI | 2010 | nrg_101a | 0.49823
Transformation input in Coke Ovens | 2000 | 2000-Solid fuels | KTOE | BE | 2013 | nrg_101a | 66.4864
Transformation input in BKB / PB Plants | 2000 | 2000-Solid fuels | KTOE | LT | 2013 | nrg_101a | 0.11723
Transformation input in BKB / PB Plants | 2000 | 2000-Solid fuels | KTOE | UA | 2009 | nrg_101a | 3.3578
Primary production | 2000 | 2000-Solid fuels | KTOE | IT | 2010 | nrg_101a | 2.6837
Imports | 2000 | 2000-Solid fuels | KTOE | AT | 2014 | nrg_101a | 128.3798
Imports | 2000 | 2000-Solid fuels | KTOE | BG | 2013 | nrg_101a | 42.2029
Imports | 2000 | 2000-Solid fuels | KTOE | FI | 2011 | nrg_101a | 192.9236
Imports | 2000 | 2000-Solid fuels | KTOE | SK | 2010 | nrg_101a | 134.9364
Consumption in Coal Mines | 2000 | 2000-Solid fuels | KTOE | UA | 2012 | nrg_101a | 1.8045
Imports | 3000 | 3000-Total petroleum products | KTOE | BE | 2013 | nrg_102a | 2371.638
Imports | 3000 | 3000-Total petroleum products | KTOE | XK | 2012 | nrg_102a | 24.4384
Imports | 3000 | 3000-Total petroleum products | KTOE | UA | 2009 | nrg_102a | 528.8598
Consumption in Coal Mines | 3000 | 3000-Total petroleum products | KTOE | UA | 2013 | nrg_102a | 1.5282
Consumption in Coal Mines | 2000 | 2000-Solid fuels | KTOE | CZ | 2009 | nrg_110a | 0.050242
Consumption in Coke Ovens | 2000 | 2000-Solid fuels | KTOE | ES | 2014 | nrg_110a | 1.2519
Imports | 2000 | 2000-Solid fuels | KTOE | SE | 2012 | nrg_110a | 72.4609
Imports | 2000 | 2000-Solid fuels | KTOE | SI | 2011 | nrg_110a | 10.7726
Imports | 2000 | 2000-Solid fuels | KTOE | XK | 2011 | nrg_110a | 1.4361
Transformation input in BKB / PB Plants | 2000 | 2000-Solid fuels | KTOE | UA | 2011 | nrg_110a | 2.9098
Transformation output from BKB / PB Plants | 2000 | 2000-Solid fuels | KTOE | DE | 2014 | nrg_110a | 137.662
Transformation output from BKB / PB Plants | 2000 | 2000-Solid fuels | KTOE | BG | 2010 | nrg_110a | 27.1221
Transformation output from BKB / PB Plants | 2000 | 2000-Solid fuels | KTOE | IE | 2012 | nrg_110a | 3.9398
Imports | 3000 | 3000-Total petroleum products | KTOE | UK | 2010 | nrg_110a | 3364.3492
Consumption in Oil and gas extraction | 3000 | 3000-Total petroleum products | KTOE | AL | 2014 | nrg_110a | 0.14235
Consumption in Coal Mines | 3000 | 3000-Total petroleum products | KTOE | CZ | 2012 | nrg_110a | 0.55684
Consumption in Coke Ovens | 3000 | 3000-Total petroleum products | KTOE | UA | 2009 | nrg_110a | 0.33913
Transformation output from Coke Ovens | 2000 | 2000-Solid fuels | KTOE | EE | 2010 | nrg_100a | 0.62802
Primary production | 3000 | 3000-Total petroleum products | KTOE | IT | 2010 | nrg_100a | 235.4531
Primary production | 3000 | 3000-Total petroleum products | KTOE | NO | 2011 | nrg_100a | 4055.8871
Primary production | 2000 | 2000-Solid fuels | KTOE | LV | 2013 | nrg_100a | 0.10048
Imports | 2000 | 2000-Solid fuels | KTOE | XK | 2014 | nrg_100a | 0.3475
Transformation input in BKB / PB Plants | 2000 | 2000-Solid fuels | KTOE | IE | 2011 | nrg_100a | 4.0151
Transformation output from BKB / PB Plants | 2000 | 2000-Solid fuels | KTOE | DE | 2010 | nrg_100a | 125.0597
Transformation output from BKB / PB Plants | 2000 | 2000-Solid fuels | KTOE | IE | 2014 | nrg_100a | 4.1407
Consumption in Coal Mines | 2000 | 2000-Solid fuels | KTOE | CZ | 2010 | nrg_100a | 11.6058
Imports | 3000 | 3000-Total petroleum products | KTOE | AT | 2014 | nrg_100a | 561.2112
Imports | 3000 | 3000-Total petroleum products | KTOE | FI | 2009 | nrg_100a | 695.193
Imports | 3000 | 3000-Total petroleum products | KTOE | SI | 2012 | nrg_100a | 146.1444
Imports | 3000 | 3000-Total petroleum products | KTOE | UA | 2012 | nrg_100a | 417.0806
Imports | 3000 | 3000-Total petroleum products | KTOE | UK | 2010 | nrg_100a | 3364.3492
Consumption in Oil and gas extraction | 3000 | 3000-Total petroleum products | KTOE | ES | 2013 | nrg_100a | 0.083736
Imports | 7200 | 7200-Waste (non-renewable) | KTOE | NL | 2011 | nrg_110a | 1.6412
Primary production | 4000 | 4000-Gas | KTOE | BG | 2014 | nrg_100a | 6.6779
Primary production | 4000 | 4000-Gas | KTOE | EL | 2009 | nrg_100a | 0.48986
Primary production | 4000 | 4000-Gas | KTOE | UA | 2013 | nrg_100a | 670.9891
Primary production | 7200 | 7200-Waste (non-renewable) | KTOE | EL | 2009 | nrg_100a | 0.16747
Primary production | 7200 | 7200-Waste (non-renewable) | KTOE | ES | 2011 | nrg_100a | 8.1643
Imports | 4000 | 4000-Gas | KTOE | CZ | 2009 | nrg_100a | 297.2628
Imports | 4000 | 4000-Gas | KTOE | DE | 2012 | nrg_100a | 3101.9248
Imports | 4000 | 4000-Gas | KTOE | FR | 2012 | nrg_100a | 1773.7001
Imports | 4000 | 4000-Gas | KTOE | IE | 2012 | nrg_100a | 160.7019
Transformation input in Coke Ovens | 4000 | 4000-Gas | KTOE | UK | 2014 | nrg_100a | 0.45217
Transformation input in Gas Works | 4000 | 4000-Gas | KTOE | HR | 2009 | nrg_100a | 0.1256
Consumption in Coke Ovens | 4000 | 4000-Gas | KTOE | CZ | 2014 | nrg_100a | 2.7424
Consumption in Coke Ovens | 4000 | 4000-Gas | KTOE | HU | 2013 | nrg_100a | 2.8805
Consumption in Coke Ovens | 4000 | 4000-Gas | KTOE | IT | 2014 | nrg_100a | 0.84155
Consumption in Coke Ovens | 4000 | 4000-Gas | KTOE | PL | 2013 | nrg_100a | 40.097
Consumption in Coke Ovens | 4000 | 4000-Gas | KTOE | SE | 2009 | nrg_100a | 3.676
Consumption in Gas Works | 4000 | 4000-Gas | KTOE | PL | 2012 | nrg_100a | 0.01256
Primary production | 5100 | 5100-Nuclear heat | KTOE | BG | 2014 | nrg_100a | 171.9686
Primary production | 5100 | 5100-Nuclear heat | KTOE | FI | 2013 | nrg_100a | 254.9468
Primary production | 5100 | 5100-Nuclear heat | KTOE | ES | 2011 | nrg_100a | 623.3559
Primary production | 5100 | 5100-Nuclear heat | KTOE | SE | 2011 | nrg_100a | 653.1282
Primary production | 2210 | 2210-Lignite/Brown Coal | KTOE | MK | 2011 | nrg_101a | 59.0464
Transformation input in BKB / PB Plants | 2210 | 2210-Lignite/Brown Coal | KTOE | BG | 2012 | nrg_101a | 34.7253
Consumption in Coal Mines | 2210 | 2210-Lignite/Brown Coal | KTOE | BG | 2011 | nrg_101a | 0.016747
Imports | 3105 | 3105-Crude oil (without NGL) | KTOE | BE | 2009 | nrg_102a | 1294.4958
Imports | 3105 | 3105-Crude oil (without NGL) | KTOE | FI | 2011 | nrg_102a | 463.1564
Imports | 3105 | 3105-Crude oil (without NGL) | KTOE | UK | 2010 | nrg_102a | 2035.35
Imports | 3270A | 3270A-Total fuel oil | KTOE | UA | 2009 | nrg_102a | 37.2793
Imports | 3270A | 3270A-Total fuel oil | KTOE | UK | 2013 | nrg_102a | 24.9994
Imports | 3270A | 3270A-Total fuel oil | KTOE | BG | 2014 | nrg_102a | 2.8805
Imports | 3270A | 3270A-Total fuel oil | KTOE | DK | 2014 | nrg_102a | 132.6797
Transformation output from Coke Ovens | 4000 | 4000-Gas | KTOE | AT | 2013 | nrg_103a | 9.2905
Transformation output from Coke Ovens | 4000 | 4000-Gas | KTOE | BE | 2009 | nrg_103a | 9.2863
Consumption in Oil and gas extraction | 4000 | 4000-Gas | KTOE | AL | 2009 | nrg_103a | 0.14654
Consumption in Oil and gas extraction | 4000 | 4000-Gas | KTOE | AT | 2009 | nrg_103a | 8.8425
Consumption in Oil and gas extraction | 4000 | 4000-Gas | KTOE | DE | 2013 | nrg_103a | 8.2396
Consumption in Oil and gas extraction | 4000 | 4000-Gas | KTOE | CZ | 2010 | nrg_103a | 0.14235
Consumption in Oil and gas extraction | 4000 | 4000-Gas | KTOE | DK | 2014 | nrg_103a | 23.0232
Consumption in Coal Mines | 4000 | 4000-Gas | KTOE | UA | 2010 | nrg_103a | 0.075362
Consumption in Coke Ovens | 4000 | 4000-Gas | KTOE | UK | 2011 | nrg_103a | 16.249
Imports | 4100 | 4100-Natural gas | KTOE | BE | 2012 | nrg_103a | 638.286
Consumption in Coal Mines | 4100 | 4100-Natural gas | KTOE | UA | 2009 | nrg_103a | 0.23446
Consumption in Coke Ovens | 4100 | 4100-Natural gas | KTOE | UK | 2013 | nrg_103a | 1.1765
Primary production | 4000 | 4000-Gas | KTOE | IT | 2013 | nrg_103a | 265.2338
Primary production | 4000 | 4000-Gas | KTOE | NL | 2009 | nrg_103a | 2361.7655
Imports | 4000 | 4000-Gas | KTOE | SE | 2009 | nrg_103a | 45.6152
Primary production | 7200 | 7200-Waste (non-renewable) | KTOE | LV | 2014 | nrg_108a | 0.33913
Imports | 2210 | 2210-Lignite/Brown Coal | KTOE | AT | 2013 | nrg_110a | 0.10467
Primary production | 3105 | 3105-Crude oil (without NGL) | KTOE | NL | 2009 | nrg_110a | 52.6741
Imports | 3105 | 3105-Crude oil (without NGL) | KTOE | FI | 2014 | nrg_110a | 477.1696
Imports | 3105 | 3105-Crude oil (without NGL) | KTOE | UA | 2011 | nrg_110a | 237.111
Imports | 3270A | 3270A-Total fuel oil | KTOE | AT | 2009 | nrg_110a | 4.3585
Imports | 3270A | 3270A-Total fuel oil | KTOE | BE | 2014 | nrg_110a | 147.9992
Imports | 3270A | 3270A-Total fuel oil | KTOE | FI | 2012 | nrg_110a | 32.3598
Imports | 3270A | 3270A-Total fuel oil | KTOE | XK | 2013 | nrg_110a | 1.5198
Imports | 4000 | 4000-Gas | KTOE | UK | 2009 | nrg_110a | 1482.1314
Imports | 4000 | 4000-Gas | KTOE | UA | 2014 | nrg_110a | 658.345
Consumption in Oil and gas extraction | 4000 | 4000-Gas | KTOE | DE | 2012 | nrg_110a | 7.5321
Consumption in Coal Mines | 4000 | 4000-Gas | KTOE | DE | 2009 | nrg_110a | 0.25539
Consumption in Coal Mines | 4000 | 4000-Gas | KTOE | UA | 2012 | nrg_110a | 0.033494
Transformation output from Gas Works | 4000 | 4000-Gas | KTOE | HR | 2010 | nrg_110a | 0.17585
Imports | 4100 | 4100-Natural gas | KTOE | UA | 2013 | nrg_110a | 946.02
Consumption in Oil and gas extraction | 4100 | 4100-Natural gas | KTOE | BG | 2013 | nrg_110a | 0.033494
Primary production | 5100 | 5100-Nuclear heat | KTOE | NL | 2009 | nrg_110a | 45.879
Primary production | 4000 | 4000-Gas | KTOE | NL | 2011 | nrg_100a | 2417.6467
Primary production | 7200 | 7200-Waste (non-renewable) | KTOE | LU | 2014 | nrg_100a | 1.3523
Consumption in Coal Mines | 3000 | 3000-Total petroleum products | KTOE | UA | 2012 | nrg_100a | 1.3984
Transformation input in Gas Works | 3000 | 3000-Total petroleum products | KTOE | ES | 2009 | nrg_102a | 2.3237
Consumption in Oil and gas extraction | 3000 | 3000-Total petroleum products | KTOE | LT | 2014 | nrg_102a | 0.041868
Consumption in Oil and gas extraction | 3000 | 3000-Total petroleum products | KTOE | PL | 2011 | nrg_102a | 0.30145
Consumption in Coal Mines | 3000 | 3000-Total petroleum products | KTOE | DE | 2014 | nrg_102a | 0.087923
Consumption in Coke Ovens | 2000 | 2000-Solid fuels | KTOE | PL | 2011 | nrg_110a | 1.9762
Primary production | 2000 | 2000-Solid fuels | KTOE | CZ | 2012 | nrg_110a | 843.2843
Primary production | 2000 | 2000-Solid fuels | KTOE | EL | 2009 | nrg_110a | 342.3086
Primary production | 2000 | 2000-Solid fuels | KTOE | ES | 2011 | nrg_110a | 110.8958
Primary production | 2000 | 2000-Solid fuels | KTOE | IE | 2010 | nrg_110a | 41.0893
Primary production | 2000 | 2000-Solid fuels | KTOE | SE | 2011 | nrg_110a | 9.1984
Imports | 2000 | 2000-Solid fuels | KTOE | HU | 2012 | nrg_110a | 49.2828
Imports | 2000 | 2000-Solid fuels | KTOE | IT | 2012 | nrg_110a | 644.6835
Imports | 2000 | 2000-Solid fuels | KTOE | LU | 2014 | nrg_110a | 2.2064
Imports | 2000 | 2000-Solid fuels | KTOE | LT | 2011 | nrg_110a | 11.7063
Imports | 2000 | 2000-Solid fuels | KTOE | SK | 2010 | nrg_110a | 134.9364
Transformation input in BKB / PB Plants | 2000 | 2000-Solid fuels | KTOE | FI | 2013 | nrg_110a | 0.30982
Transformation input in Coke Ovens | 2000 | 2000-Solid fuels | KTOE | FI | 2011 | nrg_110a | 35.6004
Transformation input in Coke Ovens | 2000 | 2000-Solid fuels | KTOE | IT | 2011 | nrg_110a | 173.1995
Transformation input in Coke Ovens | 2000 | 2000-Solid fuels | KTOE | UA | 2009 | nrg_110a | 724.195
Transformation input in Coke Ovens | 2000 | 2000-Solid fuels | KTOE | SK | 2013 | nrg_110a | 58.5063
Transformation input in Gas Works | 2000 | 2000-Solid fuels | KTOE | CZ | 2013 | nrg_110a | 16.7891
Transformation output from BKB / PB Plants | 2000 | 2000-Solid fuels | KTOE | LT | 2010 | nrg_110a | 0.12142
Transformation output from Coke Ovens | 2000 | 2000-Solid fuels | KTOE | SK | 2009 | nrg_110a | 47.0178
Imports | 3000 | 3000-Total petroleum products | KTOE | CZ | 2011 | nrg_110a | 427.4513
Imports | 3000 | 3000-Total petroleum products | KTOE | IS | 2009 | nrg_110a | 45.9753
Imports | 3000 | 3000-Total petroleum products | KTOE | FR | 2012 | nrg_110a | 4245.5199
Imports | 3000 | 3000-Total petroleum products | KTOE | HR | 2010 | nrg_110a | 206.7191
Imports | 3000 | 3000-Total petroleum products | KTOE | LV | 2010 | nrg_110a | 81.1109
Imports | 3000 | 3000-Total petroleum products | KTOE | MD | 2013 | nrg_110a | 34.2899
Imports | 3000 | 3000-Total petroleum products | KTOE | TR | 2009 | nrg_110a | 1392.8604
Primary production | 3000 | 3000-Total petroleum products | KTOE | CZ | 2012 | nrg_110a | 13.1591
Primary production | 3000 | 3000-Total petroleum products | KTOE | RS | 2009 | nrg_110a | 28.9852
Transformation input in Coke Ovens | 3000 | 3000-Total petroleum products | KTOE | FR | 2009 | nrg_110a | 2.4953
Consumption in Oil and gas extraction | 3000 | 3000-Total petroleum products | KTOE | NO | 2013 | nrg_110a | 11.5932
Consumption in Coal Mines | 3000 | 3000-Total petroleum products | KTOE | NO | 2014 | nrg_110a | 0.38937
Consumption in Coke Ovens | 3000 | 3000-Total petroleum products | KTOE | PL | 2009 | nrg_110a | 0.046055
Transformation output from Coke Ovens | 2000 | 2000-Solid fuels | KTOE | NL | 2013 | nrg_100a | 59.8126
Transformation output from Coke Ovens | 2000 | 2000-Solid fuels | KTOE | PL | 2009 | nrg_100a | 213.9329
Primary production | 3000 | 3000-Total petroleum products | KTOE | BG | 2009 | nrg_100a | 1.0467
Primary production | 3000 | 3000-Total petroleum products | KTOE | RO | 2014 | nrg_100a | 175.3306
Primary production | 2000 | 2000-Solid fuels | KTOE | FI | 2014 | nrg_100a | 67.127
Imports | 2000 | 2000-Solid fuels | KTOE | IE | 2014 | nrg_100a | 50.8738
Imports | 2000 | 2000-Solid fuels | KTOE | NL | 2009 | nrg_100a | 511.7274
Transformation input in Gas Works | 2000 | 2000-Solid fuels | KTOE | UA | 2011 | nrg_100a | 1.6538
Transformation input in Coke Ovens | 2000 | 2000-Solid fuels | KTOE | FI | 2013 | nrg_100a | 35.9227
Transformation input in Coke Ovens | 2000 | 2000-Solid fuels | KTOE | NL | 2014 | nrg_100a | 83.3466
Transformation input in Coke Ovens | 2000 | 2000-Solid fuels | KTOE | PL | 2014 | nrg_100a | 377.821
Transformation input in Coke Ovens | 2000 | 2000-Solid fuels | KTOE | SK | 2009 | nrg_100a | 58.7324
Transformation input in Coke Ovens | 2000 | 2000-Solid fuels | KTOE | UK | 2012 | nrg_100a | 150.1303
Transformation output from Coke Ovens | 2000 | 2000-Solid fuels | KTOE | SE | 2013 | nrg_100a | 30.752
Transformation output from Coke Ovens | 2000 | 2000-Solid fuels | KTOE | TR | 2014 | nrg_100a | 131.3525
Transformation output from BKB / PB Plants | 2000 | 2000-Solid fuels | KTOE | LT | 2012 | nrg_100a | 0.10048
Consumption in Coal Mines | 2000 | 2000-Solid fuels | KTOE | PL | 2012 | nrg_100a | 0.85829
Imports | 3000 | 3000-Total petroleum products | KTOE | FR | 2012 | nrg_100a | 4245.5199
Imports | 3000 | 3000-Total petroleum products | KTOE | HU | 2011 | nrg_100a | 313.8467
Imports | 3000 | 3000-Total petroleum products | KTOE | LU | 2014 | nrg_100a | 112.6584
Imports | 3000 | 3000-Total petroleum products | KTOE | LV | 2009 | nrg_100a | 84.4561
Imports | 3000 | 3000-Total petroleum products | KTOE | TR | 2012 | nrg_100a | 1726.5819
Consumption in Oil and gas extraction | 3000 | 3000-Total petroleum products | KTOE | PT | 2010 | nrg_100a | 0.46055
Consumption in Oil and gas extraction | 3000 | 3000-Total petroleum products | KTOE | PL | 2013 | nrg_100a | 0.51916
Primary production | 7200 | 7200-Waste (non-renewable) | KTOE | NO | 2013 | nrg_100a | 8.5662
Primary production | 7200 | 7200-Waste (non-renewable) | KTOE | NL | 2011 | nrg_100a | 31.2503
Imports | 7200 | 7200-Waste (non-renewable) | KTOE | SK | 2014 | nrg_100a | 0.046055
Transformation output from Coke Ovens | 4000 | 4000-Gas | KTOE | UK | 2011 | nrg_100a | 28.6586
Imports | 4000 | 4000-Gas | KTOE | BE | 2009 | nrg_100a | 753.2179
Transformation output from Gas Works | 4000 | 4000-Gas | KTOE | UA | 2013 | nrg_100a | 0.72432
Consumption in Oil and gas extraction | 4000 | 4000-Gas | KTOE | BG | 2009 | nrg_100a | 0.0083736
Consumption in Oil and gas extraction | 4000 | 4000-Gas | KTOE | DK | 2010 | nrg_100a | 25.9623
Consumption in Oil and gas extraction | 4000 | 4000-Gas | KTOE | DE | 2014 | nrg_100a | 8.0805
Consumption in Oil and gas extraction | 4000 | 4000-Gas | KTOE | EE | 2012 | nrg_100a | 0.37681
Consumption in Oil and gas extraction | 4000 | 4000-Gas | KTOE | EL | 2014 | nrg_100a | 0.56103
Consumption in Coal Mines | 4000 | 4000-Gas | KTOE | CZ | 2009 | nrg_100a | 0.31401
Consumption in Coke Ovens | 4000 | 4000-Gas | KTOE | ES | 2014 | nrg_100a | 5.5308
Primary production | 5100 | 5100-Nuclear heat | KTOE | NL | 2009 | nrg_100a | 45.879
Consumption in Coke Ovens | 4100 | 4100-Natural gas | KTOE | PL | 2011 | nrg_110a | 0.0041868
Consumption in Pipeline transport | 4100 | 4100-Natural gas | KTOE | BE | 2013 | nrg_110a | 1.905
Consumption in Pipeline transport | 4100 | 4100-Natural gas | KTOE | BG | 2009 | nrg_110a | 5.8448
Primary production | 5100 | 5100-Nuclear heat | KTOE | DE | 2012 | nrg_110a | 1074.1696
Primary production | 7200 | 7200-Waste (non-renewable) | KTOE | BE | 2014 | nrg_110a | 27.792
Primary production | 7200 | 7200-Waste (non-renewable) | KTOE | DK | 2014 | nrg_110a | 17.4255
Primary production | 7200 | 7200-Waste (non-renewable) | KTOE | HU | 2011 | nrg_110a | 3.9272
Primary production | 4000 | 4000-Gas | KTOE | IE | 2011 | nrg_100a | 7.7958
Primary production | 7200 | 7200-Waste (non-renewable) | KTOE | CY | 2014 | nrg_100a | 0.2847
Primary production | 7200 | 7200-Waste (non-renewable) | KTOE | DK | 2014 | nrg_100a | 17.4255
Primary production | 7200 | 7200-Waste (non-renewable) | KTOE | EE | 2013 | nrg_100a | 4.4129
Primary production | 7200 | 7200-Waste (non-renewable) | KTOE | IE | 2014 | nrg_100a | 2.6377
Primary production | 7200 | 7200-Waste (non-renewable) | KTOE | IT | 2010 | nrg_100a | 43.5888
Primary production | 7200 | 7200-Waste (non-renewable) | KTOE | SE | 2009 | nrg_100a | 18.8657
Imports | 4000 | 4000-Gas | KTOE | HR | 2009 | nrg_100a | 35.5041
Imports | 4000 | 4000-Gas | KTOE | LV | 2009 | nrg_100a | 58.6068
Imports | 4000 | 4000-Gas | KTOE | LU | 2009 | nrg_100a | 46.5782
Imports | 4000 | 4000-Gas | KTOE | TR | 2011 | nrg_100a | 1512.5108
Transformation input in Gas Works | 4000 | 4000-Gas | KTOE | SE | 2009 | nrg_100a | 0.1591
Consumption in Oil and gas extraction | 4000 | 4000-Gas | KTOE | IT | 2010 | nrg_100a | 11.5095
Consumption in Oil and gas extraction | 4000 | 4000-Gas | KTOE | PL | 2011 | nrg_100a | 7.2557
Consumption in Oil and gas extraction | 4000 | 4000-Gas | KTOE | RO | 2010 | nrg_100a | 15.0599
Consumption in Oil and gas extraction | 4000 | 4000-Gas | KTOE | UK | 2014 | nrg_100a | 137.6787
Consumption in Coal Mines | 4000 | 4000-Gas | KTOE | SK | 2013 | nrg_100a | 0.0041868
Consumption in Coal Mines | 4000 | 4000-Gas | KTOE | UK | 2013 | nrg_100a | 0.51079
Consumption in Coke Ovens | 4000 | 4000-Gas | KTOE | AT | 2009 | nrg_100a | 4.0612
Consumption in Coke Ovens | 4000 | 4000-Gas | KTOE | NL | 2009 | nrg_100a | 6.2216
Consumption in Pipeline transport | 4000 | 4000-Gas | KTOE | AT | 2013 | nrg_100a | 10.9569
Primary production | 5100 | 5100-Nuclear heat | KTOE | CZ | 2012 | nrg_100a | 328.4796
Primary production | 5100 | 5100-Nuclear heat | KTOE | DE | 2014 | nrg_100a | 1048.9944
Primary production | 5100 | 5100-Nuclear heat | KTOE | RO | 2012 | nrg_100a | 123.833
Imports | 2210 | 2210-Lignite/Brown Coal | KTOE | AT | 2013 | nrg_101a | 0.10467
Primary production | 3105 | 3105-Crude oil (without NGL) | KTOE | LT | 2010 | nrg_102a | 4.8986
Imports | 3105 | 3105-Crude oil (without NGL) | KTOE | BG | 2010 | nrg_102a | 224.7139
Imports | 3105 | 3105-Crude oil (without NGL) | KTOE | FR | 2010 | nrg_102a | 2726.9968
Imports | 3105 | 3105-Crude oil (without NGL) | KTOE | SK | 2009 | nrg_102a | 232.9996
Imports | 3270A | 3270A-Total fuel oil | KTOE | SE | 2009 | nrg_102a | 49.601
Imports | 3270A | 3270A-Total fuel oil | KTOE | FI | 2010 | nrg_102a | 28.9182
Imports | 3270A | 3270A-Total fuel oil | KTOE | FR | 2012 | nrg_102a | 213.8408
Transformation output from Coke Ovens | 4000 | 4000-Gas | KTOE | CZ | 2011 | nrg_103a | 18.5433
Transformation output from Coke Ovens | 4000 | 4000-Gas | KTOE | UA | 2009 | nrg_103a | 127.9988
Transformation output from Gas Works | 4000 | 4000-Gas | KTOE | UA | 2013 | nrg_103a | 0.72432
Consumption in Oil and gas extraction | 4000 | 4000-Gas | KTOE | EE | 2010 | nrg_103a | 0.48148
Consumption in Oil and gas extraction | 4000 | 4000-Gas | KTOE | EL | 2012 | nrg_103a | 0.81224
Consumption in Oil and gas extraction | 4000 | 4000-Gas | KTOE | ES | 2014 | nrg_103a | 0.23446
Consumption in Coke Ovens | 4000 | 4000-Gas | KTOE | FI | 2013 | nrg_103a | 2.9852
Consumption in Coke Ovens | 4000 | 4000-Gas | KTOE | UA | 2013 | nrg_103a | 40.7124
Primary production | 4100 | 4100-Natural gas | KTOE | NL | 2009 | nrg_103a | 2361.7655
Imports | 4100 | 4100-Natural gas | KTOE | AT | 2011 | nrg_103a | 459.8572
Imports | 4100 | 4100-Natural gas | KTOE | FI | 2012 | nrg_103a | 125.8175
Imports | 4100 | 4100-Natural gas | KTOE | SE | 2009 | nrg_103a | 45.6152
Consumption in Coal Mines | 0 | 0000-All products | KTOE | TR | 2010 | nrg_110a | 4.7646
Consumption in Coke Ovens | 0 | 0000-All products | KTOE | AT | 2012 | nrg_110a | 6.3681
Consumption in Coke Ovens | 0 | 0000-All products | KTOE | IT | 2010 | nrg_110a | 2.487
Consumption in Coke Ovens | 0 | 0000-All products | KTOE | NL | 2012 | nrg_110a | 7.5279
Consumption in Coke Ovens | 0 | 0000-All products | KTOE | RO | 2010 | nrg_110a | 0.01256
Primary production | 0 | 0000-All products | KTOE | CZ | 2012 | nrg_110a | 1339.2401
Primary production | 0 | 0000-All products | KTOE | ES | 2010 | nrg_110a | 1434.5568
Primary production | 0 | 0000-All products | KTOE | DK | 2011 | nrg_110a | 846.0267
Primary production | 0 | 0000-All products | KTOE | FI | 2013 | nrg_110a | 753.624
Primary production | 0 | 0000-All products | KTOE | IT | 2013 | nrg_110a | 1543.4345
Primary production | 0 | 0000-All products | KTOE | SI | 2014 | nrg_110a | 154.3548
Primary production | 0 | 0000-All products | KTOE | UK | 2009 | nrg_110a | 6609.3578
Imports | 0 | 0000-All products | KTOE | IE | 2014 | nrg_110a | 545.3223
Imports | 0 | 0000-All products | KTOE | MT | 2014 | nrg_110a | 94.1653
Imports | 0 | 0000-All products | KTOE | NL | 2014 | nrg_110a | 8109.639
Imports | 0 | 0000-All products | KTOE | SK | 2009 | nrg_110a | 665.1611
Transformation input in Gas Works | 0 | 0000-All products | KTOE | HR | 2013 | nrg_110a | 0.071176
Transformation input in Gas Works | 0 | 0000-All products | KTOE | UA | 2010 | nrg_110a | 1.7375
Consumption in Oil and gas extraction | 0 | 0000-All products | KTOE | PT | 2012 | nrg_110a | 0.01256
Consumption in Pipeline transport | 0 | 0000-All products | KTOE | AT | 2012 | nrg_110a | 7.6242
Consumption in Pipeline transport | 0 | 0000-All products | KTOE | BE | 2010 | nrg_110a | 0.25958
Consumption in Coke Ovens | 4220 | 4220-Blast Furnace Gas | KTOE | SE | 2012 | nrg_110a | 0.64895
Primary production | 5520 | 5520-Wind power | KTOE | CY | 2012 | nrg_110a | 0.6657
Primary production | 5520 | 5520-Wind power | KTOE | EL | 2014 | nrg_110a | 13.2805
Primary production | 5520 | 5520-Wind power | KTOE | ES | 2014 | nrg_110a | 187.2463
Primary production | 5520 | 5520-Wind power | KTOE | HU | 2010 | nrg_110a | 1.9217
Primary production | 5520 | 5520-Wind power | KTOE | UK | 2014 | nrg_110a | 115.2542
Consumption in Gas Works | 6000 | 6000-Electrical energy | KTOE | PL | 2009 | nrg_110a | 0.20097
Consumption in Pipeline transport | 6000 | 6000-Electrical energy | KTOE | BG | 2012 | nrg_110a | 0.10886
Consumption in Pipeline transport | 6000 | 6000-Electrical energy | KTOE | BE | 2012 | nrg_110a | 0.14654
Imports | 6000 | 6000-Electrical energy | KTOE | TR | 2013 | nrg_110a | 26.7453
Imports | 6000 | 6000-Electrical energy | KTOE | HU | 2011 | nrg_110a | 52.7914
Imports | 6000 | 6000-Electrical energy | KTOE | IT | 2011 | nrg_110a | 171.0685
Imports | 6000 | 6000-Electrical energy | KTOE | LT | 2012 | nrg_110a | 29.0145
Consumption in Oil and gas extraction | 6000 | 6000-Electrical energy | KTOE | RO | 2014 | nrg_110a | 4.011
Consumption in Oil and gas extraction | 6000 | 6000-Electrical energy | KTOE | PT | 2013 | nrg_110a | 0.01256
Consumption in Oil and gas extraction | 6000 | 6000-Electrical energy | KTOE | PL | 2010 | nrg_110a | 0.35169
Consumption in Coke Ovens | 6000 | 6000-Electrical energy | KTOE | AT | 2012 | nrg_110a | 0.10467
Consumption in Oil and gas extraction | 0 | 0000-All products | KTOE | NO | 2014 | nrg_100a | 193.5683
Consumption in Oil and gas extraction | 0 | 0000-All products | KTOE | RS | 2011 | nrg_100a | 1.5407
Consumption in Pipeline transport | 0 | 0000-All products | KTOE | FR | 2011 | nrg_100a | 0.01256
Consumption in Pipeline transport | 0 | 0000-All products | KTOE | FI | 2009 | nrg_100a | 0.39775
Consumption in Pipeline transport | 0 | 0000-All products | KTOE | LV | 2010 | nrg_100a | 0.066989
Imports | 6000 | 6000-Electrical energy | KTOE | CZ | 2012 | nrg_100a | 41.7131
Imports | 6000 | 6000-Electrical energy | KTOE | HU | 2012 | nrg_100a | 61.0938
Imports | 6000 | 6000-Electrical energy | KTOE | IE | 2009 | nrg_100a | 3.3787
Imports | 6000 | 6000-Electrical energy | KTOE | HR | 2012 | nrg_100a | 47.4281
Imports | 6000 | 6000-Electrical energy | KTOE | IT | 2014 | nrg_100a | 168.2884
Imports | 6000 | 6000-Electrical energy | KTOE | LV | 2010 | nrg_100a | 14.3021
Imports | 6000 | 6000-Electrical energy | KTOE | TR | 2014 | nrg_100a | 28.6293
Consumption in BKB / PB Plants | 6000 | 6000-Electrical energy | KTOE | UA | 2012 | nrg_100a | 0.050242
Consumption in Oil and gas extraction | 6000 | 6000-Electrical energy | KTOE | PT | 2014 | nrg_100a | 0.0083736
Consumption in Oil and gas extraction | 6000 | 6000-Electrical energy | KTOE | RO | 2010 | nrg_100a | 4.5092
Consumption in Coal Mines | 6000 | 6000-Electrical energy | KTOE | CZ | 2014 | nrg_100a | 5.3298
Consumption in Coal Mines | 6000 | 6000-Electrical energy | KTOE | UK | 2013 | nrg_100a | 3.1443
Consumption in Coke Ovens | 6000 | 6000-Electrical energy | KTOE | PL | 2013 | nrg_100a | 2.734
Consumption in BKB / PB Plants | 6000 | 6000-Electrical energy | KTOE | LT | 2011 | nrg_100a | 0.020934
Consumption in Pipeline transport | 6000 | 6000-Electrical energy | KTOE | BE | 2011 | nrg_100a | 0.28889
Consumption in Pipeline transport | 6000 | 6000-Electrical energy | KTOE | BG | 2009 | nrg_100a | 0.10048
Consumption in Oil and gas extraction | 0 | 0000-All products | KTOE | LT | 2011 | nrg_100a | 0.10886
Transformation input in Coke Ovens | 0 | 0000-All products | KTOE | FR | 2009 | nrg_100a | 135.2629
Transformation input in Gas Works | 0 | 0000-All products | KTOE | DK | 2013 | nrg_100a | 0.63221
Consumption in Oil and gas extraction | 3000 | 3000-Total petroleum products | KTOE | RO | 2014 | nrg_100a | 2.8596
Consumption in Oil and gas extraction | 3000 | 3000-Total petroleum products | KTOE | UK | 2010 | nrg_100a | 20.9759
Consumption in Coal Mines | 3000 | 3000-Total petroleum products | KTOE | SK | 2013 | nrg_100a | 0.041868
Transformation output from Coke Ovens | 2000 | 2000-Solid fuels | KTOE | UK | 2009 | nrg_101a | 110.8665
Transformation output from Coke Ovens | 2000 | 2000-Solid fuels | KTOE | UA | 2013 | nrg_101a | 540.7378
Transformation output from BKB / PB Plants | 2000 | 2000-Solid fuels | KTOE | BG | 2013 | nrg_101a | 31.5182
Transformation input in Coke Ovens | 2000 | 2000-Solid fuels | KTOE | BE | 2010 | nrg_101a | 75.9946
Transformation input in BKB / PB Plants | 2000 | 2000-Solid fuels | KTOE | LT | 2010 | nrg_101a | 0.09211
Primary production | 2000 | 2000-Solid fuels | KTOE | LT | 2014 | nrg_101a | 1.1723
Imports | 2000 | 2000-Solid fuels | KTOE | AT | 2011 | nrg_101a | 130.7412
Imports | 2000 | 2000-Solid fuels | KTOE | BG | 2010 | nrg_101a | 73.1518
Imports | 2000 | 2000-Solid fuels | KTOE | XK | 2013 | nrg_101a | 0.49823
Consumption in Coal Mines | 2000 | 2000-Solid fuels | KTOE | UA | 2009 | nrg_101a | 2.4995
Consumption in BKB / PB Plants | 2000 | 2000-Solid fuels | KTOE | EE | 2010 | nrg_101a | 0.020934
Imports | 3000 | 3000-Total petroleum products | KTOE | BE | 2010 | nrg_102a | 2359.3916
Imports | 3000 | 3000-Total petroleum products | KTOE | FI | 2014 | nrg_102a | 747.1931
Imports | 3000 | 3000-Total petroleum products | KTOE | XK | 2009 | nrg_102a | 24.5179
Consumption in Oil and gas extraction | 3000 | 3000-Total petroleum products | KTOE | AL | 2013 | nrg_102a | 0.14235
Consumption in Coal Mines | 3000 | 3000-Total petroleum products | KTOE | CZ | 2012 | nrg_102a | 0.55684
Consumption in Coal Mines | 3000 | 3000-Total petroleum products | KTOE | UA | 2010 | nrg_102a | 1.1514
Consumption in Coke Ovens | 2000 | 2000-Solid fuels | KTOE | ES | 2011 | nrg_110a | 4.1826
Imports | 2000 | 2000-Solid fuels | KTOE | DK | 2013 | nrg_110a | 120.4417
Imports | 2000 | 2000-Solid fuels | KTOE | SE | 2009 | nrg_110a | 64.573
Transformation input in BKB / PB Plants | 2000 | 2000-Solid fuels | KTOE | LT | 2014 | nrg_110a | 0.09211
Transformation output from BKB / PB Plants | 2000 | 2000-Solid fuels | KTOE | DE | 2011 | nrg_110a | 138.4407
Transformation output from BKB / PB Plants | 2000 | 2000-Solid fuels | KTOE | EE | 2013 | nrg_110a | 1.1221
Transformation output from BKB / PB Plants | 2000 | 2000-Solid fuels | KTOE | IE | 2009 | nrg_110a | 4.8609
Consumption in BKB / PB Plants | 2000 | 2000-Solid fuels | KTOE | EE | 2010 | nrg_110a | 0.020934
Imports | 3000 | 3000-Total petroleum products | KTOE | FI | 2012 | nrg_110a | 697.4665
Consumption in Oil and gas extraction | 3000 | 3000-Total petroleum products | KTOE | AL | 2011 | nrg_110a | 0.40193
Consumption in Oil and gas extraction | 3000 | 3000-Total petroleum products | KTOE | DE | 2014 | nrg_110a | 0.041868
Consumption in Coal Mines | 3000 | 3000-Total petroleum products | KTOE | CZ | 2009 | nrg_110a | 0.6029
Transformation output from Coke Ovens | 2000 | 2000-Solid fuels | KTOE | CZ | 2013 | nrg_100a | 78.2136
Primary production | 2000 | 2000-Solid fuels | KTOE | LV | 2010 | nrg_100a | 0.10048
Primary production | 2000 | 2000-Solid fuels | KTOE | NO | 2014 | nrg_100a | 47.068
Imports | 2000 | 2000-Solid fuels | KTOE | FI | 2014 | nrg_100a | 152.6298
Imports | 2000 | 2000-Solid fuels | KTOE | XK | 2011 | nrg_100a | 1.4361
Transformation input in BKB / PB Plants | 2000 | 2000-Solid fuels | KTOE | BG | 2012 | nrg_100a | 34.7253
Transformation output from Coke Ovens | 2000 | 2000-Solid fuels | KTOE | UK | 2013 | nrg_100a | 114.2955
Transformation output from BKB / PB Plants | 2000 | 2000-Solid fuels | KTOE | IE | 2011 | nrg_100a | 3.8393
Imports | 3000 | 3000-Total petroleum products | KTOE | AT | 2011 | nrg_100a | 554.7175
Imports | 3000 | 3000-Total petroleum products | KTOE | SI | 2009 | nrg_100a | 129.929
Imports | 3000 | 3000-Total petroleum products | KTOE | UA | 2009 | nrg_100a | 528.8598
Consumption in Coal Mines | 3000 | 3000-Total petroleum products | KTOE | UA | 2009 | nrg_100a | 1.1932
Imports | 3000 | 3000-Total petroleum products | KTOE | SE | 2011 | nrg_100a | 1145.8099
Imports | 3000 | 3000-Total petroleum products | KTOE | XK | 2009 | nrg_100a | 24.5179
Consumption in Coke Ovens | 3000 | 3000-Total petroleum products | KTOE | UA | 2009 | nrg_100a | 0.33913
Imports | 2000 | 2000-Solid fuels | KTOE | IS | 2009 | nrg_110a | 3.8225
Imports | 2000 | 2000-Solid fuels | KTOE | MD | 2011 | nrg_110a | 4.9865
Imports | 2000 | 2000-Solid fuels | KTOE | NL | 2011 | nrg_110a | 628.0661
Imports | 2000 | 2000-Solid fuels | KTOE | TR | 2009 | nrg_110a | 558.5233
Transformation input in Coke Ovens | 2000 | 2000-Solid fuels | KTOE | FR | 2009 | nrg_110a | 132.7676
Transformation input in Coke Ovens | 2000 | 2000-Solid fuels | KTOE | TR | 2009 | nrg_110a | 141.6311
Transformation output from BKB / PB Plants | 2000 | 2000-Solid fuels | KTOE | RS | 2012 | nrg_110a | 10.3791
Transformation output from BKB / PB Plants | 2000 | 2000-Solid fuels | KTOE | UA | 2014 | nrg_110a | 4.7395
Transformation output from Coke Ovens | 2000 | 2000-Solid fuels | KTOE | NL | 2013 | nrg_110a | 59.8126
Transformation output from Coke Ovens | 2000 | 2000-Solid fuels | KTOE | PL | 2009 | nrg_110a | 213.9329
Imports | 3000 | 3000-Total petroleum products | KTOE | DE | 2014 | nrg_110a | 5302.6031
Imports | 3000 | 3000-Total petroleum products | KTOE | LU | 2010 | nrg_110a | 119.8346
Imports | 3000 | 3000-Total petroleum products | KTOE | IT | 2010 | nrg_110a | 4097.7426
Primary production | 3000 | 3000-Total petroleum products | KTOE | BG | 2011 | nrg_110a | 0.90016
Imports | 4100 | 4100-Natural gas | KTOE | UK | 2013 | nrg_103a | 1733.7413
Imports | 4100 | 4100-Natural gas | KTOE | UA | 2009 | nrg_103a | 1283.6226
Consumption in Oil and gas extraction | 4100 | 4100-Natural gas | KTOE | CZ | 2012 | nrg_103a | 0.16747
Consumption in Oil and gas extraction | 4100 | 4100-Natural gas | KTOE | DE | 2012 | nrg_103a | 7.5321
Consumption in Oil and gas extraction | 4100 | 4100-Natural gas | KTOE | AT | 2011 | nrg_103a | 8.4029
Consumption in Coke Ovens | 4100 | 4100-Natural gas | KTOE | UA | 2013 | nrg_103a | 0.096296
Imports | 4000 | 4000-Gas | KTOE | DK | 2013 | nrg_103a | 50.384
Imports | 4000 | 4000-Gas | KTOE | FI | 2010 | nrg_103a | 160.6517
Imports | 4000 | 4000-Gas | KTOE | SI | 2014 | nrg_103a | 26.1005
Imports | 4000 | 4000-Gas | KTOE | UK | 2011 | nrg_103a | 1906.6562
Primary production | 5100 | 5100-Nuclear heat | KTOE | LT | 2009 | nrg_104a | 119.148
Primary production | 7200 | 7200-Waste (non-renewable) | KTOE | LU | 2012 | nrg_108a | 1.3523
Primary production | 7200 | 7200-Waste (non-renewable) | KTOE | NL | 2009 | nrg_108a | 31.1665
Primary production | 7200 | 7200-Waste (non-renewable) | KTOE | NO | 2011 | nrg_108a | 7.2808
Imports | 2210 | 2210-Lignite/Brown Coal | KTOE | SI | 2011 | nrg_110a | 1.1974
Consumption in Coal Mines | 2210 | 2210-Lignite/Brown Coal | KTOE | CZ | 2012 | nrg_110a | 11.4007
Primary production | 3105 | 3105-Crude oil (without NGL) | KTOE | LT | 2012 | nrg_110a | 4.3375
Imports | 3105 | 3105-Crude oil (without NGL) | KTOE | DK | 2014 | nrg_110a | 143.9464
Imports | 3105 | 3105-Crude oil (without NGL) | KTOE | SE | 2011 | nrg_110a | 783.4508
Imports | 3270A | 3270A-Total fuel oil | KTOE | UA | 2009 | nrg_110a | 37.2793
Imports | 3270A | 3270A-Total fuel oil | KTOE | UK | 2013 | nrg_110a | 24.9994
Imports | 4000 | 4000-Gas | KTOE | FI | 2014 | nrg_110a | 105.231
Imports | 4000 | 4000-Gas | KTOE | SE | 2009 | nrg_110a | 45.6152
Imports | 4000 | 4000-Gas | KTOE | SI | 2012 | nrg_110a | 29.6593
Consumption in Oil and gas extraction | 4000 | 4000-Gas | KTOE | AL | 2011 | nrg_110a | 0.30145
Consumption in Oil and gas extraction | 4000 | 4000-Gas | KTOE | AT | 2013 | nrg_110a | 4.0612
Consumption in Oil and gas extraction | 4000 | 4000-Gas | KTOE | CZ | 2014 | nrg_110a | 0.15491
Consumption in Coal Mines | 4000 | 4000-Gas | KTOE | UK | 2013 | nrg_110a | 0.51079
Transformation output from Coke Ovens | 4000 | 4000-Gas | KTOE | AT | 2009 | nrg_110a | 9.01
Transformation output from Coke Ovens | 4000 | 4000-Gas | KTOE | DE | 2011 | nrg_110a | 59.8964
Transformation output from Coke Ovens | 4000 | 4000-Gas | KTOE | UA | 2013 | nrg_110a | 129.3931
Transformation output from Coke Ovens | 4000 | 4000-Gas | KTOE | UK | 2009 | nrg_110a | 25.7739
Consumption in Coke Ovens | 4000 | 4000-Gas | KTOE | UK | 2013 | nrg_110a | 15.6838
Primary production | 4100 | 4100-Natural gas | KTOE | NO | 2014 | nrg_110a | 3977.0288
Imports | 4100 | 4100-Natural gas | KTOE | SI | 2012 | nrg_110a | 29.6593
Imports | 4100 | 4100-Natural gas | KTOE | SE | 2013 | nrg_110a | 39.9965
Consumption in Oil and gas extraction | 4100 | 4100-Natural gas | KTOE | AL | 2009 | nrg_110a | 0.14654
Consumption in Oil and gas extraction | 4100 | 4100-Natural gas | KTOE | AT | 2009 | nrg_110a | 8.8425
Consumption in Oil and gas extraction | 4100 | 4100-Natural gas | KTOE | CZ | 2010 | nrg_110a | 0.14235
Consumption in Oil and gas extraction | 4100 | 4100-Natural gas | KTOE | DE | 2013 | nrg_110a | 8.2396
Consumption in Oil and gas extraction | 4100 | 4100-Natural gas | KTOE | EL | 2010 | nrg_110a | 0.77456
Consumption in Oil and gas extraction | 4100 | 4100-Natural gas | KTOE | DK | 2014 | nrg_110a | 23.0232
Primary production | 7200 | 7200-Waste (non-renewable) | KTOE | IT | 2013 | nrg_110a | 47.6458
Primary production | 7200 | 7200-Waste (non-renewable) | KTOE | LU | 2014 | nrg_110a | 1.3523
Transformation output from Coke Ovens | 4000 | 4000-Gas | KTOE | AT | 2011 | nrg_100a | 9.5375
Transformation output from Coke Ovens | 4000 | 4000-Gas | KTOE | DE | 2013 | nrg_100a | 61.7218
Imports | 4000 | 4000-Gas | KTOE | AT | 2009 | nrg_100a | 367.1154
Imports | 4000 | 4000-Gas | KTOE | FI | 2013 | nrg_100a | 119.6127
Imports | 4000 | 4000-Gas | KTOE | UK | 2013 | nrg_100a | 1733.7413
Transformation output from Gas Works | 4000 | 4000-Gas | KTOE | HR | 2012 | nrg_100a | 0.096296
Consumption in Coal Mines | 4000 | 4000-Gas | KTOE | DE | 2010 | nrg_100a | 0.17166
Consumption in Coal Mines | 4000 | 4000-Gas | KTOE | UA | 2013 | nrg_100a | 0.066989
Consumption in Coke Ovens | 4000 | 4000-Gas | KTOE | SK | 2013 | nrg_100a | 6.5272
Consumption in Coke Ovens | 4000 | 4000-Gas | KTOE | TR | 2013 | nrg_100a | 13.9044
Consumption in Coke Ovens | 4000 | 4000-Gas | KTOE | UK | 2009 | nrg_100a | 15.8763
Consumption in Oil and gas extraction | 4000 | 4000-Gas | KTOE | NO | 2010 | nrg_110a | 153.0694
Consumption in Coal Mines | 4000 | 4000-Gas | KTOE | PL | 2009 | nrg_110a | 0.54847
Consumption in Coke Ovens | 4000 | 4000-Gas | KTOE | PL | 2013 | nrg_110a | 40.097
Consumption in Coke Ovens | 4000 | 4000-Gas | KTOE | SE | 2014 | nrg_110a | 3.8519
Consumption in Gas Works | 4000 | 4000-Gas | KTOE | PL | 2012 | nrg_110a | 0.01256
Consumption in Pipeline transport | 4000 | 4000-Gas | KTOE | BE | 2014 | nrg_110a | 1.905
Primary production | 4100 | 4100-Natural gas | KTOE | EL | 2010 | nrg_110a | 0.3182
Primary production | 4100 | 4100-Natural gas | KTOE | UA | 2014 | nrg_110a | 629.1169
Imports | 4100 | 4100-Natural gas | KTOE | HR | 2009 | nrg_110a | 35.5041
Imports | 4100 | 4100-Natural gas | KTOE | MD | 2013 | nrg_110a | 72.7247
Imports | 4100 | 4100-Natural gas | KTOE | LV | 2009 | nrg_110a | 58.6068
Primary production | 3000 | 3000-Total petroleum products | KTOE | ES | 2011 | nrg_110a | 4.2077
Primary production | 3000 | 3000-Total petroleum products | KTOE | RO | 2012 | nrg_110a | 171.4955
Consumption in Oil and gas extraction | 3000 | 3000-Total petroleum products | KTOE | RO | 2010 | nrg_110a | 2.7424
Consumption in Oil and gas extraction | 3000 | 3000-Total petroleum products | KTOE | UK | 2012 | nrg_110a | 26.5443
Consumption in Coal Mines | 3000 | 3000-Total petroleum products | KTOE | PL | 2010 | nrg_110a | 0.9839
Consumption in Coke Ovens | 3000 | 3000-Total petroleum products | KTOE | BE | 2011 | nrg_110a | 0.041868
Primary production | 3000 | 3000-Total petroleum products | KTOE | ES | 2013 | nrg_100a | 15.4367
Primary production | 2000 | 2000-Solid fuels | KTOE | DE | 2014 | nrg_100a | 1847.7437
Primary production | 2000 | 2000-Solid fuels | KTOE | IE | 2011 | nrg_100a | 31.8322
Primary production | 2000 | 2000-Solid fuels | KTOE | IT | 2010 | nrg_100a | 2.6837
Primary production | 2000 | 2000-Solid fuels | KTOE | RS | 2012 | nrg_100a | 304.7237
Imports | 2000 | 2000-Solid fuels | KTOE | DE | 2011 | nrg_100a | 1395.787
Imports | 2000 | 2000-Solid fuels | KTOE | HU | 2012 | nrg_100a | 49.2828
Imports | 2000 | 2000-Solid fuels | KTOE | HR | 2013 | nrg_100a | 31.3968
Imports | 2000 | 2000-Solid fuels | KTOE | IS | 2014 | nrg_100a | 3.6886
Imports | 2000 | 2000-Solid fuels | KTOE | IT | 2010 | nrg_100a | 586.1562
Transformation input in Gas Works | 2000 | 2000-Solid fuels | KTOE | CZ | 2014 | nrg_100a | 20.5111
Transformation input in Gas Works | 2000 | 2000-Solid fuels | KTOE | EE | 2013 | nrg_100a | 10.781
Imports | 2000 | 2000-Solid fuels | KTOE | SK | 2013 | nrg_100a | 120.2868
Imports | 2000 | 2000-Solid fuels | KTOE | TR | 2013 | nrg_100a | 733.138
Transformation input in Coke Ovens | 2000 | 2000-Solid fuels | KTOE | FR | 2009 | nrg_100a | 132.7676
Transformation input in BKB / PB Plants | 2000 | 2000-Solid fuels | KTOE | RS | 2009 | nrg_100a | 9.5166
Consumption in Coke Ovens | 2000 | 2000-Solid fuels | KTOE | PL | 2011 | nrg_100a | 1.9762
Consumption in BKB / PB Plants | 2000 | 2000-Solid fuels | KTOE | DE | 2011 | nrg_100a | 10.3875
Transformation output from Coke Ovens | 2000 | 2000-Solid fuels | KTOE | SK | 2011 | nrg_100a | 48.4329
Consumption in Coal Mines | 2000 | 2000-Solid fuels | KTOE | DE | 2011 | nrg_100a | 0.48567
Consumption in Coal Mines | 2000 | 2000-Solid fuels | KTOE | SK | 2013 | nrg_100a | 0.01256
Consumption in Coal Mines | 2000 | 2000-Solid fuels | KTOE | UK | 2013 | nrg_100a | 0.075362
Transformation input in Gas Works | 3000 | 3000-Total petroleum products | KTOE | ES | 2012 | nrg_100a | 2.1436
Imports | 3000 | 3000-Total petroleum products | KTOE | DE | 2014 | nrg_100a | 5302.6031
Imports | 3000 | 3000-Total petroleum products | KTOE | CZ | 2011 | nrg_100a | 427.4513
Imports | 3000 | 3000-Total petroleum products | KTOE | IE | 2014 | nrg_100a | 329.2793
Imports | 3000 | 3000-Total petroleum products | KTOE | LT | 2012 | nrg_100a | 430.3109
Imports | 3000 | 3000-Total petroleum products | KTOE | MD | 2012 | nrg_100a | 32.2216
Imports | 3000 | 3000-Total petroleum products | KTOE | NL | 2010 | nrg_100a | 6056.6793
Consumption in Oil and gas extraction | 3000 | 3000-Total petroleum products | KTOE | LT | 2009 | nrg_100a | 0.041868
Consumption in Oil and gas extraction | 3000 | 3000-Total petroleum products | KTOE | NL | 2011 | nrg_100a | 0.17166
Transformation output from Coke Ovens | 2000 | 2000-Solid fuels | KTOE | AT | 2011 | nrg_101a | 39.5234
Transformation output from Coke Ovens | 2000 | 2000-Solid fuels | KTOE | DE | 2013 | nrg_101a | 235.7796
Transformation output from Coke Ovens | 2000 | 2000-Solid fuels | KTOE | EE | 2013 | nrg_101a | 0.62802
Transformation input in BKB / PB Plants | 2000 | 2000-Solid fuels | KTOE | UA | 2014 | nrg_101a | 3.7932
Primary production | 2000 | 2000-Solid fuels | KTOE | MK | 2009 | nrg_101a | 54.1521
Imports | 2000 | 2000-Solid fuels | KTOE | BE | 2010 | nrg_101a | 185.0147
Imports | 2000 | 2000-Solid fuels | KTOE | FR | 2012 | nrg_101a | 464.0942
Imports | 2000 | 2000-Solid fuels | KTOE | SI | 2009 | nrg_101a | 10.7768
Consumption in Coal Mines | 2000 | 2000-Solid fuels | KTOE | BG | 2009 | nrg_101a | 0.054428
Consumption in Coke Ovens | 2000 | 2000-Solid fuels | KTOE | ES | 2013 | nrg_101a | 1.3188
Primary production | 3000 | 3000-Total petroleum products | KTOE | LT | 2012 | nrg_102a | 4.3375
Imports | 3000 | 3000-Total petroleum products | KTOE | AT | 2013 | nrg_102a | 572.6914
Imports | 3000 | 3000-Total petroleum products | KTOE | UA | 2014 | nrg_102a | 346.0265
Consumption in Coal Mines | 3000 | 3000-Total petroleum products | KTOE | MK | 2012 | nrg_102a | 0.087923
Consumption in Coal Mines | 2000 | 2000-Solid fuels | KTOE | BG | 2011 | nrg_110a | 0.037681
Consumption in Coal Mines | 2000 | 2000-Solid fuels | KTOE | CZ | 2014 | nrg_110a | 10.8689
Consumption in Coal Mines | 2000 | 2000-Solid fuels | KTOE | UA | 2012 | nrg_110a | 1.8045
Consumption in Coal Mines | 2000 | 2000-Solid fuels | KTOE | UK | 2011 | nrg_110a | 0.10048
Primary production | 2000 | 2000-Solid fuels | KTOE | LT | 2010 | nrg_110a | 0.36425
Primary production | 2000 | 2000-Solid fuels | KTOE | IT | 2009 | nrg_110a | 1.9134
Imports | 2000 | 2000-Solid fuels | KTOE | FI | 2012 | nrg_110a | 111.6285
Transformation input in BKB / PB Plants | 2000 | 2000-Solid fuels | KTOE | BG | 2010 | nrg_110a | 40.6413
Transformation output from BKB / PB Plants | 2000 | 2000-Solid fuels | KTOE | FI | 2009 | nrg_110a | 0.84155
Transformation output from Coke Ovens | 2000 | 2000-Solid fuels | KTOE | CZ | 2013 | nrg_110a | 78.2136
Transformation output from Coke Ovens | 2000 | 2000-Solid fuels | KTOE | EE | 2011 | nrg_110a | 0.68245
Imports | 4100 | 4100-Natural gas | KTOE | NL | 2012 | nrg_110a | 782.7683
Imports | 4100 | 4100-Natural gas | KTOE | TR | 2014 | nrg_110a | 1698.1577
Consumption in Oil and gas extraction | 4100 | 4100-Natural gas | KTOE | PL | 2014 | nrg_110a | 10.2284
Consumption in Oil and gas extraction | 4100 | 4100-Natural gas | KTOE | RO | 2009 | nrg_110a | 10.9317
Consumption in Oil and gas extraction | 4100 | 4100-Natural gas | KTOE | UA | 2012 | nrg_110a | 21.5118
Primary production | 5100 | 5100-Nuclear heat | KTOE | CZ | 2014 | nrg_110a | 328.3833
Primary production | 7200 | 7200-Waste (non-renewable) | KTOE | CZ | 2013 | nrg_110a | 9.0351
Primary production | 7200 | 7200-Waste (non-renewable) | KTOE | DE | 2009 | nrg_110a | 151.1225
Primary production | 7200 | 7200-Waste (non-renewable) | KTOE | ES | 2012 | nrg_110a | 7.3562
Primary production | 7200 | 7200-Waste (non-renewable) | KTOE | FI | 2014 | nrg_110a | 9.8432
Primary production | 7200 | 7200-Waste (non-renewable) | KTOE | IE | 2011 | nrg_110a | 0.59453
Primary production | 7200 | 7200-Waste (non-renewable) | KTOE | RS | 2012 | nrg_110a | 0.050242
Primary production | 7200 | 7200-Waste (non-renewable) | KTOE | SE | 2012 | nrg_110a | 22.7636
Imports | 7200 | 7200-Waste (non-renewable) | KTOE | SK | 2013 | nrg_110a | 0.25121
Primary production | 4000 | 4000-Gas | KTOE | BG | 2009 | nrg_100a | 0.54847
Primary production | 4000 | 4000-Gas | KTOE | CZ | 2010 | nrg_100a | 8.4448
Primary production | 4000 | 4000-Gas | KTOE | DK | 2014 | nrg_100a | 173.6475
Primary production | 4000 | 4000-Gas | KTOE | IT | 2011 | nrg_100a | 289.714
Primary production | 4000 | 4000-Gas | KTOE | RS | 2013 | nrg_100a | 17.7102
Primary production | 4000 | 4000-Gas | KTOE | UK | 2014 | nrg_100a | 1378.7467
Primary production | 7200 | 7200-Waste (non-renewable) | KTOE | CZ | 2012 | nrg_100a | 9.4077
Primary production | 7200 | 7200-Waste (non-renewable) | KTOE | DE | 2013 | nrg_100a | 171.9686
Primary production | 7200 | 7200-Waste (non-renewable) | KTOE | FI | 2012 | nrg_100a | 7.6995
Primary production | 7200 | 7200-Waste (non-renewable) | KTOE | RS | 2013 | nrg_100a | 0.037681
Imports | 4000 | 4000-Gas | KTOE | LT | 2010 | nrg_100a | 104.021
Imports | 4000 | 4000-Gas | KTOE | IT | 2011 | nrg_100a | 2412.9533
Imports | 4000 | 4000-Gas | KTOE | HU | 2011 | nrg_100a | 276.2827
Imports | 4000 | 4000-Gas | KTOE | NL | 2011 | nrg_100a | 690.3866
Imports | 4000 | 4000-Gas | KTOE | SK | 2012 | nrg_100a | 165.7722
Transformation input in Coke Ovens | 4000 | 4000-Gas | KTOE | UK | 2009 | nrg_100a | 1.1388
Consumption in Oil and gas extraction | 4000 | 4000-Gas | KTOE | NO | 2012 | nrg_100a | 150.9634
Consumption in Oil and gas extraction | 4000 | 4000-Gas | KTOE | NL | 2014 | nrg_100a | 25.4474
Consumption in Coke Ovens | 4000 | 4000-Gas | KTOE | CZ | 2009 | nrg_100a | 8.7881
Consumption in Coke Ovens | 4000 | 4000-Gas | KTOE | BE | 2010 | nrg_100a | 6.6319
Consumption in Coke Ovens | 4000 | 4000-Gas | KTOE | IT | 2009 | nrg_100a | 0.20097
Consumption in Pipeline transport | 4000 | 4000-Gas | KTOE | BG | 2012 | nrg_100a | 8.5201
Primary production | 5100 | 5100-Nuclear heat | KTOE | BG | 2009 | nrg_100a | 165.7303
Primary production | 5100 | 5100-Nuclear heat | KTOE | HU | 2014 | nrg_100a | 169.4649
Primary production | 5100 | 5100-Nuclear heat | KTOE | UA | 2012 | nrg_100a | 980.2848
Imports | 2210 | 2210-Lignite/Brown Coal | KTOE | SI | 2012 | nrg_101a | 1.637
Imports | 2210 | 2210-Lignite/Brown Coal | KTOE | XK | 2012 | nrg_101a | 0.41449
Primary production | 3105 | 3105-Crude oil (without NGL) | KTOE | NO | 2010 | nrg_102a | 3815.7616
Primary production | 3105 | 3105-Crude oil (without NGL) | KTOE | NL | 2014 | nrg_102a | 60.9389
Imports | 3270A | 3270A-Total fuel oil | KTOE | XK | 2014 | nrg_102a | 1.3607
Imports | 3270A | 3270A-Total fuel oil | KTOE | BG | 2009 | nrg_102a | 2.5581
Imports | 3270A | 3270A-Total fuel oil | KTOE | DK | 2009 | nrg_102a | 48.479
Transformation output from Coke Ovens | 4000 | 4000-Gas | KTOE | DE | 2010 | nrg_103a | 61.7511
Transformation output from Coke Ovens | 4000 | 4000-Gas | KTOE | UK | 2014 | nrg_103a | 27.4528
Consumption in Oil and gas extraction | 4000 | 4000-Gas | KTOE | BG | 2014 | nrg_103a | 0.025121
Consumption in Oil and gas extraction | 4000 | 4000-Gas | KTOE | DK | 2009 | nrg_103a | 26.3015
Consumption in Coal Mines | 4000 | 4000-Gas | KTOE | CZ | 2012 | nrg_103a | 0.11723
Consumption in Coke Ovens | 4000 | 4000-Gas | KTOE | ES | 2012 | nrg_103a | 7.8419
Consumption in Coke Ovens | 4000 | 4000-Gas | KTOE | SK | 2010 | nrg_103a | 6.8161
Consumption in Coke Ovens | 4000 | 4000-Gas | KTOE | TR | 2010 | nrg_103a | 10.9652
Primary production | 4100 | 4100-Natural gas | KTOE | IT | 2010 | nrg_103a | 288.2402
Consumption in Oil and gas extraction | 4100 | 4100-Natural gas | KTOE | BG | 2010 | nrg_103a | 0.037681
Consumption in Oil and gas extraction | 4100 | 4100-Natural gas | KTOE | EE | 2013 | nrg_103a | 0.32657
Consumption in Oil and gas extraction | 4100 | 4100-Natural gas | KTOE | DK | 2011 | nrg_103a | 25.0622
Imports | 4000 | 4000-Gas | KTOE | AT | 2010 | nrg_103a | 426.6433
Imports | 4000 | 4000-Gas | KTOE | UA | 2011 | nrg_103a | 1515.1778
Primary production | 5100 | 5100-Nuclear heat | KTOE | NL | 2012 | nrg_104a | 42.2825
Imports | 7200 | 7200-Waste (non-renewable) | KTOE | SK | 2013 | nrg_108a | 0.25121
Primary production | 7200 | 7200-Waste (non-renewable) | KTOE | LV | 2009 | nrg_108a | 0.087923
Transformation input in BKB / PB Plants | 2210 | 2210-Lignite/Brown Coal | KTOE | BG | 2013 | nrg_110a | 42.9314
Transformation input in BKB / PB Plants | 2210 | 2210-Lignite/Brown Coal | KTOE | CZ | 2009 | nrg_110a | 4.237
Transformation output from Coke Ovens | 2000 | 2000-Solid fuels | KTOE | UA | 2011 | nrg_110a | 591.5572
Imports | 3000 | 3000-Total petroleum products | KTOE | BE | 2012 | nrg_110a | 2270.0076
Imports | 3000 | 3000-Total petroleum products | KTOE | DK | 2009 | nrg_110a | 365.964
Imports | 3000 | 3000-Total petroleum products | KTOE | UA | 2011 | nrg_110a | 563.6563
Imports | 3000 | 3000-Total petroleum products | KTOE | XK | 2010 | nrg_110a | 23.0986
Primary production | 3000 | 3000-Total petroleum products | KTOE | IT | 2009 | nrg_110a | 208.4943
Consumption in Oil and gas extraction | 3000 | 3000-Total petroleum products | KTOE | ES | 2013 | nrg_110a | 0.083736
Transformation output from Coke Ovens | 2000 | 2000-Solid fuels | KTOE | AT | 2009 | nrg_100a | 36.5215
Transformation output from Coke Ovens | 2000 | 2000-Solid fuels | KTOE | DE | 2011 | nrg_100a | 227.7159
Primary production | 2000 | 2000-Solid fuels | KTOE | LT | 2011 | nrg_100a | 0.49404
Transformation input in Patent Fuel Plants | 2000 | 2000-Solid fuels | KTOE | PL | 2014 | nrg_100a | 0.087923
Imports | 2000 | 2000-Solid fuels | KTOE | SE | 2009 | nrg_100a | 64.573
Imports | 2000 | 2000-Solid fuels | KTOE | UA | 2012 | nrg_100a | 417.2816
Imports | 2000 | 2000-Solid fuels | KTOE | UK | 2009 | nrg_100a | 997.9154
Transformation input in Coke Ovens | 2000 | 2000-Solid fuels | KTOE | BE | 2010 | nrg_100a | 75.9946
Transformation input in BKB / PB Plants | 2000 | 2000-Solid fuels | KTOE | LT | 2010 | nrg_100a | 0.09211
Transformation input in BKB / PB Plants | 2000 | 2000-Solid fuels | KTOE | UA | 2010 | nrg_100a | 3.7765
Consumption in Coke Ovens | 2000 | 2000-Solid fuels | KTOE | ES | 2011 | nrg_100a | 4.1826
Transformation output from BKB / PB Plants | 2000 | 2000-Solid fuels | KTOE | BG | 2011 | nrg_100a | 17.1198
Transformation output from BKB / PB Plants | 2000 | 2000-Solid fuels | KTOE | FI | 2011 | nrg_100a | 0.9211
Imports | 3000 | 3000-Total petroleum products | KTOE | DK | 2011 | nrg_100a | 392.6674
Imports | 3000 | 3000-Total petroleum products | KTOE | FI | 2014 | nrg_100a | 747.1931
Imports | 3000 | 3000-Total petroleum products | KTOE | SE | 2009 | nrg_100a | 1121.426
Consumption in Coal Mines | 3000 | 3000-Total petroleum products | KTOE | UA | 2013 | nrg_100a | 1.5282
Consumption in Coal Mines | 3000 | 3000-Total petroleum products | KTOE | NO | 2012 | nrg_102a | 0.21353
Consumption in Coal Mines | 2000 | 2000-Solid fuels | KTOE | PL | 2010 | nrg_110a | 2.0264
Consumption in Coal Mines | 2000 | 2000-Solid fuels | KTOE | SK | 2013 | nrg_110a | 0.01256
Primary production | 2000 | 2000-Solid fuels | KTOE | HU | 2013 | nrg_110a | 67.4787
Primary production | 2000 | 2000-Solid fuels | KTOE | UK | 2011 | nrg_110a | 437.3657
Imports | 2000 | 2000-Solid fuels | KTOE | DE | 2012 | nrg_110a | 1392.739
Transformation input in Coke Ovens | 2000 | 2000-Solid fuels | KTOE | NL | 2012 | nrg_110a | 78.6155
Transformation input in Coke Ovens | 2000 | 2000-Solid fuels | KTOE | PL | 2012 | nrg_110a | 352.516
Transformation input in Coke Ovens | 2000 | 2000-Solid fuels | KTOE | UK | 2012 | nrg_110a | 150.1303
Transformation input in Gas Works | 2000 | 2000-Solid fuels | KTOE | UA | 2010 | nrg_110a | 1.7375
Consumption in BKB / PB Plants | 2000 | 2000-Solid fuels | KTOE | CZ | 2009 | nrg_110a | 0.1591
Consumption in BKB / PB Plants | 2000 | 2000-Solid fuels | KTOE | DE | 2013 | nrg_110a | 10.1027
Consumption in BKB / PB Plants | 2000 | 2000-Solid fuels | KTOE | UA | 2009 | nrg_110a | 0.18003
Imports | 3000 | 3000-Total petroleum products | KTOE | HU | 2010 | nrg_110a | 323.7652
Imports | 3000 | 3000-Total petroleum products | KTOE | IE | 2012 | nrg_110a | 347.7682
Imports | 3000 | 3000-Total petroleum products | KTOE | LT | 2013 | nrg_110a | 454.1171
Imports | 3000 | 3000-Total petroleum products | KTOE | MT | 2011 | nrg_110a | 96.2838
Imports | 3000 | 3000-Total petroleum products | KTOE | SK | 2012 | nrg_110a | 271.828
Primary production | 3000 | 3000-Total petroleum products | KTOE | DK | 2012 | nrg_110a | 417.7254
Primary production | 3000 | 3000-Total petroleum products | KTOE | EL | 2011 | nrg_110a | 4.1742
Transformation input in Gas Works | 3000 | 3000-Total petroleum products | KTOE | ES | 2013 | nrg_110a | 0.69082
Consumption in Oil and gas extraction | 3000 | 3000-Total petroleum products | KTOE | NL | 2011 | nrg_110a | 0.17166
Primary production | 3000 | 3000-Total petroleum products | KTOE | CZ | 2014 | nrg_100a | 10.9443
Primary production | 3000 | 3000-Total petroleum products | KTOE | DE | 2010 | nrg_100a | 158.0098
Primary production | 3000 | 3000-Total petroleum products | KTOE | DK | 2011 | nrg_100a | 453.4765
Primary production | 3000 | 3000-Total petroleum products | KTOE | FI | 2013 | nrg_100a | 2.9768
Primary production | 3000 | 3000-Total petroleum products | KTOE | HU | 2013 | nrg_100a | 34.2062
Primary production | 3000 | 3000-Total petroleum products | KTOE | RS | 2014 | nrg_100a | 48.6925
Primary production | 3000 | 3000-Total petroleum products | KTOE | UK | 2013 | nrg_100a | 1765.9922
Primary production | 2000 | 2000-Solid fuels | KTOE | BG | 2014 | nrg_100a | 213.778
Primary production | 2000 | 2000-Solid fuels | KTOE | EE | 2011 | nrg_100a | 170.0427
Primary production | 2000 | 2000-Solid fuels | KTOE | EL | 2009 | nrg_100a | 342.3086
Imports | 2000 | 2000-Solid fuels | KTOE | CZ | 2011 | nrg_100a | 91.9672
Imports | 2000 | 2000-Solid fuels | KTOE | FR | 2010 | nrg_100a | 517.949
Imports | 2000 | 2000-Solid fuels | KTOE | LT | 2011 | nrg_100a | 11.7063
Imports | 2000 | 2000-Solid fuels | KTOE | LV | 2013 | nrg_100a | 2.9433
Imports | 2000 | 2000-Solid fuels | KTOE | MD | 2013 | nrg_100a | 6.3472
Transformation input in Coke Ovens | 2000 | 2000-Solid fuels | KTOE | TR | 2011 | nrg_100a | 151.1393
Imports | 2210 | 2210-Lignite/Brown Coal | KTOE | XK | 2012 | nrg_110a | 0.41449
Consumption in Coal Mines | 2210 | 2210-Lignite/Brown Coal | KTOE | BG | 2011 | nrg_110a | 0.016747
Imports | 3105 | 3105-Crude oil (without NGL) | KTOE | BE | 2014 | nrg_110a | 1339.0936
Imports | 3105 | 3105-Crude oil (without NGL) | KTOE | FI | 2009 | nrg_110a | 450.3699
Imports | 3105 | 3105-Crude oil (without NGL) | KTOE | UK | 2010 | nrg_110a | 2035.35
Imports | 3270A | 3270A-Total fuel oil | KTOE | BE | 2009 | nrg_110a | 236.1606
Imports | 3270A | 3270A-Total fuel oil | KTOE | SI | 2011 | nrg_110a | 1.6412
Imports | 3270A | 3270A-Total fuel oil | KTOE | SE | 2012 | nrg_110a | 31.3215
Primary production | 4000 | 4000-Gas | KTOE | IT | 2014 | nrg_110a | 245.1413
Primary production | 4000 | 4000-Gas | KTOE | NL | 2010 | nrg_110a | 2655.7668
Imports | 4000 | 4000-Gas | KTOE | BE | 2013 | nrg_110a | 638.8973
Imports | 4000 | 4000-Gas | KTOE | AT | 2014 | nrg_110a | 348.0738
Imports | 4000 | 4000-Gas | KTOE | UA | 2009 | nrg_110a | 1283.6226
Consumption in Oil and gas extraction | 4000 | 4000-Gas | KTOE | BG | 2012 | nrg_110a | 0.037681
Consumption in Coke Ovens | 4000 | 4000-Gas | KTOE | ES | 2010 | nrg_110a | 10.1949
Consumption in Coke Ovens | 4000 | 4000-Gas | KTOE | FI | 2012 | nrg_110a | 3.1527
Consumption in Coke Ovens | 4000 | 4000-Gas | KTOE | FR | 2012 | nrg_110a | 13.1298
Transformation output from Coke Ovens | 4000 | 4000-Gas | KTOE | BE | 2014 | nrg_110a | 11.2751
Transformation output from Coke Ovens | 4000 | 4000-Gas | KTOE | CZ | 2010 | nrg_110a | 18.1288
Transformation output from Gas Works | 4000 | 4000-Gas | KTOE | UA | 2012 | nrg_110a | 0.79968
Consumption in Coke Ovens | 4000 | 4000-Gas | KTOE | SK | 2010 | nrg_110a | 6.8161
Consumption in Coke Ovens | 4000 | 4000-Gas | KTOE | TR | 2012 | nrg_110a | 10.9443
Consumption in Coke Ovens | 4000 | 4000-Gas | KTOE | UA | 2012 | nrg_110a | 54.5708
Primary production | 4100 | 4100-Natural gas | KTOE | NL | 2012 | nrg_110a | 2404.6718
Imports | 4100 | 4100-Natural gas | KTOE | AT | 2010 | nrg_110a | 426.6433
Imports | 4100 | 4100-Natural gas | KTOE | FI | 2011 | nrg_110a | 140.6723
Imports | 4100 | 4100-Natural gas | KTOE | UK | 2012 | nrg_110a | 1780.4409
Consumption in Oil and gas extraction | 4100 | 4100-Natural gas | KTOE | EE | 2011 | nrg_110a | 0.46892
Consumption in Coke Ovens | 4100 | 4100-Natural gas | KTOE | ES | 2012 | nrg_110a | 0.037681
Primary production | 7200 | 7200-Waste (non-renewable) | KTOE | NL | 2010 | nrg_110a | 30.3334
Primary production | 7200 | 7200-Waste (non-renewable) | KTOE | LU | 2009 | nrg_100a | 1.1765
Consumption in Coke Ovens | 4100 | 4100-Natural gas | KTOE | HU | 2010 | nrg_110a | 0.046055
Consumption in Coke Ovens | 4100 | 4100-Natural gas | KTOE | PL | 2010 | nrg_110a | 0.01256
Consumption in Pipeline transport | 4100 | 4100-Natural gas | KTOE | BE | 2012 | nrg_110a | 1.8966
Primary production | 5100 | 5100-Nuclear heat | KTOE | DE | 2011 | nrg_110a | 1166.0866
Primary production | 7200 | 7200-Waste (non-renewable) | KTOE | BE | 2013 | nrg_110a | 30.1533
Primary production | 7200 | 7200-Waste (non-renewable) | KTOE | CY | 2014 | nrg_110a | 0.2847
Primary production | 7200 | 7200-Waste (non-renewable) | KTOE | EE | 2014 | nrg_110a | 2.8512
Primary production | 7200 | 7200-Waste (non-renewable) | KTOE | DK | 2013 | nrg_110a | 16.8602
Primary production | 7200 | 7200-Waste (non-renewable) | KTOE | HU | 2010 | nrg_110a | 3.676
Primary production | 4000 | 4000-Gas | KTOE | EL | 2014 | nrg_100a | 0.22609
Primary production | 4000 | 4000-Gas | KTOE | IE | 2010 | nrg_100a | 9.3826
Primary production | 7200 | 7200-Waste (non-renewable) | KTOE | CY | 2011 | nrg_100a | 0.0041868
Primary production | 7200 | 7200-Waste (non-renewable) | KTOE | EL | 2014 | nrg_100a | 0.86667
Primary production | 7200 | 7200-Waste (non-renewable) | KTOE | DK | 2013 | nrg_100a | 16.8602
Primary production | 7200 | 7200-Waste (non-renewable) | KTOE | IE | 2013 | nrg_100a | 2.42
Primary production | 7200 | 7200-Waste (non-renewable) | KTOE | IT | 2009 | nrg_100a | 33.5949
Imports | 4000 | 4000-Gas | KTOE | CZ | 2014 | nrg_100a | 249.2235
Imports | 4000 | 4000-Gas | KTOE | TR | 2010 | nrg_100a | 1311.2932
Transformation input in Gas Works | 4000 | 4000-Gas | KTOE | DK | 2014 | nrg_100a | 0.67826
Transformation input in Gas Works | 4000 | 4000-Gas | KTOE | HR | 2014 | nrg_100a | 0.037681
Consumption in Oil and gas extraction | 4000 | 4000-Gas | KTOE | IT | 2009 | nrg_100a | 8.2731
Consumption in Oil and gas extraction | 4000 | 4000-Gas | KTOE | PL | 2010 | nrg_100a | 7.0631
Consumption in Oil and gas extraction | 4000 | 4000-Gas | KTOE | RO | 2009 | nrg_100a | 10.9317
Consumption in Oil and gas extraction | 4000 | 4000-Gas | KTOE | UK | 2013 | nrg_100a | 150.842
Consumption in Coal Mines | 4000 | 4000-Gas | KTOE | SK | 2012 | nrg_100a | 0.0041868
Consumption in Coal Mines | 4000 | 4000-Gas | KTOE | UK | 2012 | nrg_100a | 0.62802
Consumption in Coke Ovens | 4000 | 4000-Gas | KTOE | SE | 2014 | nrg_100a | 3.8519
Consumption in Pipeline transport | 4000 | 4000-Gas | KTOE | AT | 2012 | nrg_100a | 7.105
Primary production | 5100 | 5100-Nuclear heat | KTOE | CZ | 2011 | nrg_100a | 306.3775
Primary production | 5100 | 5100-Nuclear heat | KTOE | DE | 2013 | nrg_100a | 1050.7319
Primary production | 5100 | 5100-Nuclear heat | KTOE | RO | 2011 | nrg_100a | 126.8684
Imports | 2210 | 2210-Lignite/Brown Coal | KTOE | AT | 2012 | nrg_101a | 0.12142
Primary production | 3105 | 3105-Crude oil (without NGL) | KTOE | LT | 2009 | nrg_102a | 4.9027
Imports | 3105 | 3105-Crude oil (without NGL) | KTOE | BE | 2014 | nrg_102a | 1339.0936
Transformation input in Coke Ovens | 2000 | 2000-Solid fuels | KTOE | UA | 2014 | nrg_100a | 506.9336
Consumption in Coke Ovens | 2000 | 2000-Solid fuels | KTOE | IT | 2009 | nrg_100a | 1.6747
Consumption in BKB / PB Plants | 2000 | 2000-Solid fuels | KTOE | UA | 2010 | nrg_100a | 0.23027
Imports | 3000 | 3000-Total petroleum products | KTOE | HR | 2011 | nrg_100a | 191.9732
Imports | 3000 | 3000-Total petroleum products | KTOE | IT | 2010 | nrg_100a | 4097.7426
Imports | 3000 | 3000-Total petroleum products | KTOE | MT | 2009 | nrg_100a | 84.1547
Imports | 3000 | 3000-Total petroleum products | KTOE | SK | 2013 | nrg_100a | 298.142
Consumption in Oil and gas extraction | 3000 | 3000-Total petroleum products | KTOE | NO | 2013 | nrg_100a | 11.5932
Consumption in Coal Mines | 3000 | 3000-Total petroleum products | KTOE | NO | 2013 | nrg_100a | 0.25958
Consumption in Coal Mines | 3000 | 3000-Total petroleum products | KTOE | PL | 2014 | nrg_100a | 0.95459
Consumption in Coke Ovens | 3000 | 3000-Total petroleum products | KTOE | BE | 2009 | nrg_100a | 0.041868
Transformation output from Coke Ovens | 2000 | 2000-Solid fuels | KTOE | BE | 2013 | nrg_101a | 50.2374
Transformation output from Coke Ovens | 2000 | 2000-Solid fuels | KTOE | CZ | 2009 | nrg_101a | 72.6075
Transformation output from BKB / PB Plants | 2000 | 2000-Solid fuels | KTOE | DE | 2011 | nrg_101a | 138.4407
Transformation output from BKB / PB Plants | 2000 | 2000-Solid fuels | KTOE | EE | 2013 | nrg_101a | 1.1221
Transformation output from BKB / PB Plants | 2000 | 2000-Solid fuels | KTOE | IE | 2009 | nrg_101a | 4.8609
Transformation input in BKB / PB Plants | 2000 | 2000-Solid fuels | KTOE | BG | 2014 | nrg_101a | 50.3798
Transformation input in BKB / PB Plants | 2000 | 2000-Solid fuels | KTOE | IE | 2010 | nrg_101a | 4.7939
Imports | 2000 | 2000-Solid fuels | KTOE | UK | 2010 | nrg_101a | 707.7534
Consumption in Coal Mines | 2000 | 2000-Solid fuels | KTOE | DE | 2011 | nrg_101a | 0.48567
Primary production | 3000 | 3000-Total petroleum products | KTOE | NL | 2011 | nrg_102a | 65.7118
Primary production | 3000 | 3000-Total petroleum products | KTOE | IT | 2009 | nrg_102a | 208.4943
Imports | 3000 | 3000-Total petroleum products | KTOE | DK | 2010 | nrg_102a | 392.8181
Imports | 3000 | 3000-Total petroleum products | KTOE | SI | 2012 | nrg_102a | 146.1444
Imports | 3000 | 3000-Total petroleum products | KTOE | SE | 2013 | nrg_102a | 999.431
Imports | 3000 | 3000-Total petroleum products | KTOE | UK | 2009 | nrg_102a | 3289.7279
Consumption in Coke Ovens | 3000 | 3000-Total petroleum products | KTOE | UA | 2013 | nrg_102a | 0.33913
Primary production | 2000 | 2000-Solid fuels | KTOE | MK | 2012 | nrg_110a | 52.155
Imports | 2000 | 2000-Solid fuels | KTOE | AT | 2009 | nrg_110a | 115.6855
Imports | 2000 | 2000-Solid fuels | KTOE | BE | 2010 | nrg_110a | 185.0147
Imports | 2000 | 2000-Solid fuels | KTOE | UA | 2009 | nrg_110a | 215.8295
Imports | 2000 | 2000-Solid fuels | KTOE | UK | 2013 | nrg_110a | 1300.621
Transformation input in Coke Ovens | 2000 | 2000-Solid fuels | KTOE | CZ | 2014 | nrg_110a | 107.3872
Transformation output from Coke Ovens | 2000 | 2000-Solid fuels | KTOE | BE | 2009 | nrg_110a | 46.6703
Transformation output from Coke Ovens | 2000 | 2000-Solid fuels | KTOE | AT | 2013 | nrg_110a | 40.4194
Transformation output from Coke Ovens | 2000 | 2000-Solid fuels | KTOE | DE | 2009 | nrg_110a | 192.9738
Transformation output from Coke Ovens | 2000 | 2000-Solid fuels | KTOE | UK | 2013 | nrg_110a | 114.2955
Imports | 3000 | 3000-Total petroleum products | KTOE | AT | 2011 | nrg_110a | 554.7175
Imports | 3000 | 3000-Total petroleum products | KTOE | SE | 2011 | nrg_110a | 1145.8099
Imports | 3000 | 3000-Total petroleum products | KTOE | SI | 2010 | nrg_110a | 137.4778
Primary production | 3000 | 3000-Total petroleum products | KTOE | NL | 2012 | nrg_110a | 67.1102
Primary production | 3000 | 3000-Total petroleum products | KTOE | LT | 2014 | nrg_110a | 3.4834
Consumption in Coal Mines | 3000 | 3000-Total petroleum products | KTOE | UA | 2013 | nrg_110a | 1.5282
Transformation output from Coke Ovens | 2000 | 2000-Solid fuels | KTOE | BE | 2011 | nrg_100a | 57.3675
Primary production | 3000 | 3000-Total petroleum products | KTOE | NL | 2011 | nrg_100a | 65.7118
Primary production | 3000 | 3000-Total petroleum products | KTOE | LT | 2014 | nrg_100a | 3.4834
Imports | 2000 | 2000-Solid fuels | KTOE | BE | 2009 | nrg_100a | 144.0803
Imports | 2000 | 2000-Solid fuels | KTOE | DK | 2011 | nrg_100a | 150.2391
Imports | 2000 | 2000-Solid fuels | KTOE | SI | 2009 | nrg_100a | 10.7768
Consumption in Coke Ovens | 2000 | 2000-Solid fuels | KTOE | FR | 2009 | nrg_100a | 0.11304
Transformation output from Coke Ovens | 2000 | 2000-Solid fuels | KTOE | UA | 2011 | nrg_100a | 591.5572
Transformation output from BKB / PB Plants | 2000 | 2000-Solid fuels | KTOE | EE | 2009 | nrg_100a | 0.90016
Consumption in Coal Mines | 2000 | 2000-Solid fuels | KTOE | BG | 2011 | nrg_100a | 0.037681
Consumption in Coal Mines | 2000 | 2000-Solid fuels | KTOE | UA | 2014 | nrg_100a | 0.41449
Imports | 3000 | 3000-Total petroleum products | KTOE | BE | 2012 | nrg_100a | 2270.0076
Imports | 3000 | 3000-Total petroleum products | KTOE | XK | 2013 | nrg_100a | 22.1105
Consumption in Oil and gas extraction | 3000 | 3000-Total petroleum products | KTOE | AL | 2011 | nrg_100a | 0.40193
Consumption in Coal Mines | 3000 | 3000-Total petroleum products | KTOE | CZ | 2009 | nrg_100a | 0.6029
Consumption in Coal Mines | 3000 | 3000-Total petroleum products | KTOE | DE | 2009 | nrg_100a | 0.33913
Consumption in Coke Ovens | 3000 | 3000-Total petroleum products | KTOE | UA | 2014 | nrg_100a | 0.1256
Consumption in Oil and gas extraction | 3000 | 3000-Total petroleum products | KTOE | UK | 2010 | nrg_102a | 20.9759
Imports | 3105 | 3105-Crude oil (without NGL) | KTOE | BG | 2009 | nrg_102a | 258.2418
Imports | 3105 | 3105-Crude oil (without NGL) | KTOE | FR | 2009 | nrg_102a | 3042.4722
Imports | 3270A | 3270A-Total fuel oil | KTOE | UA | 2014 | nrg_102a | 1.7585
Imports | 3270A | 3270A-Total fuel oil | KTOE | FI | 2009 | nrg_102a | 23.2409
Imports | 3270A | 3270A-Total fuel oil | KTOE | FR | 2011 | nrg_102a | 296.0779
Transformation output from Coke Ovens | 4000 | 4000-Gas | KTOE | BE | 2014 | nrg_103a | 11.2751
Transformation output from Coke Ovens | 4000 | 4000-Gas | KTOE | CZ | 2010 | nrg_103a | 18.1288
Transformation output from Gas Works | 4000 | 4000-Gas | KTOE | UA | 2012 | nrg_103a | 0.79968
Consumption in Oil and gas extraction | 4000 | 4000-Gas | KTOE | AL | 2014 | nrg_103a | 0.75362
Consumption in Oil and gas extraction | 4000 | 4000-Gas | KTOE | AT | 2014 | nrg_103a | 3.9482
Consumption in Oil and gas extraction | 4000 | 4000-Gas | KTOE | EE | 2009 | nrg_103a | 0.43961
Consumption in Oil and gas extraction | 4000 | 4000-Gas | KTOE | EL | 2011 | nrg_103a | 0.82899
Consumption in Oil and gas extraction | 4000 | 4000-Gas | KTOE | ES | 2013 | nrg_103a | 0.24283
Consumption in Coke Ovens | 4000 | 4000-Gas | KTOE | FI | 2012 | nrg_103a | 3.1527
Consumption in Coke Ovens | 4000 | 4000-Gas | KTOE | UA | 2012 | nrg_103a | 54.5708
Imports | 4100 | 4100-Natural gas | KTOE | AT | 2010 | nrg_103a | 426.6433
Imports | 4100 | 4100-Natural gas | KTOE | FI | 2011 | nrg_103a | 140.6723
Imports | 4100 | 4100-Natural gas | KTOE | UK | 2012 | nrg_103a | 1780.4409
Consumption in Oil and gas extraction | 4100 | 4100-Natural gas | KTOE | DE | 2011 | nrg_103a | 8.0093
Consumption in Oil and gas extraction | 4100 | 4100-Natural gas | KTOE | CZ | 2011 | nrg_103a | 0.13816
Consumption in Oil and gas extraction | 4100 | 4100-Natural gas | KTOE | AT | 2010 | nrg_103a | 7.9549
Consumption in Coke Ovens | 4100 | 4100-Natural gas | KTOE | UA | 2009 | nrg_103a | 0.037681
Imports | 4000 | 4000-Gas | KTOE | DK | 2012 | nrg_103a | 34.4071
Imports | 4000 | 4000-Gas | KTOE | FI | 2009 | nrg_103a | 145.8556
Imports | 4000 | 4000-Gas | KTOE | SE | 2014 | nrg_103a | 33.2432
Imports | 4000 | 4000-Gas | KTOE | SI | 2013 | nrg_103a | 28.8596
Imports | 4000 | 4000-Gas | KTOE | UK | 2010 | nrg_103a | 1919.8739
Primary production | 7200 | 7200-Waste (non-renewable) | KTOE | LU | 2011 | nrg_108a | 1.3398
Primary production | 7200 | 7200-Waste (non-renewable) | KTOE | NO | 2010 | nrg_108a | 5.962
Imports | 2210 | 2210-Lignite/Brown Coal | KTOE | SI | 2010 | nrg_110a | 1.143
Consumption in Coal Mines | 2210 | 2210-Lignite/Brown Coal | KTOE | CZ | 2011 | nrg_110a | 11.1746
Primary production | 3105 | 3105-Crude oil (without NGL) | KTOE | NL | 2014 | nrg_110a | 60.9389
Primary production | 3105 | 3105-Crude oil (without NGL) | KTOE | LT | 2011 | nrg_110a | 4.8525
Imports | 3105 | 3105-Crude oil (without NGL) | KTOE | DK | 2013 | nrg_110a | 195.8334
Imports | 3105 | 3105-Crude oil (without NGL) | KTOE | SE | 2010 | nrg_110a | 821.2827
Imports | 3270A | 3270A-Total fuel oil | KTOE | AT | 2014 | nrg_110a | 1.6412
Imports | 3270A | 3270A-Total fuel oil | KTOE | UK | 2012 | nrg_110a | 26.3601
Imports | 4000 | 4000-Gas | KTOE | FI | 2013 | nrg_110a | 119.6127
Imports | 4000 | 4000-Gas | KTOE | SI | 2011 | nrg_110a | 30.8107
Imports | 4000 | 4000-Gas | KTOE | UK | 2014 | nrg_110a | 1502.6341
Consumption in Oil and gas extraction | 4000 | 4000-Gas | KTOE | AT | 2012 | nrg_110a | 8.6625
Consumption in Oil and gas extraction | 4000 | 4000-Gas | KTOE | AL | 2010 | nrg_110a | 0.18841
Consumption in Oil and gas extraction | 4000 | 4000-Gas | KTOE | CZ | 2013 | nrg_110a | 0.13816
Consumption in Coal Mines | 4000 | 4000-Gas | KTOE | UK | 2012 | nrg_110a | 0.62802
Transformation output from Coke Ovens | 4000 | 4000-Gas | KTOE | DE | 2010 | nrg_110a | 61.7511
Transformation output from Coke Ovens | 4000 | 4000-Gas | KTOE | UA | 2012 | nrg_110a | 135.0076
Consumption in Coke Ovens | 4000 | 4000-Gas | KTOE | UK | 2012 | nrg_110a | 15.6419
Primary production | 4100 | 4100-Natural gas | KTOE | NO | 2013 | nrg_110a | 4002.6687
Imports | 4100 | 4100-Natural gas | KTOE | SE | 2012 | nrg_110a | 42.1443
Imports | 4100 | 4100-Natural gas | KTOE | SI | 2011 | nrg_110a | 30.8107
Consumption in Oil and gas extraction | 4100 | 4100-Natural gas | KTOE | CZ | 2009 | nrg_110a | 0.087923
Consumption in Oil and gas extraction | 4100 | 4100-Natural gas | KTOE | EL | 2009 | nrg_110a | 1.1179
Consumption in Oil and gas extraction | 4100 | 4100-Natural gas | KTOE | DK | 2013 | nrg_110a | 23.4168
Consumption in Oil and gas extraction | 4100 | 4100-Natural gas | KTOE | DE | 2012 | nrg_110a | 7.5321
Primary production | 5100 | 5100-Nuclear heat | KTOE | NL | 2014 | nrg_110a | 44.1833
Primary production | 7200 | 7200-Waste (non-renewable) | KTOE | IT | 2012 | nrg_110a | 47.4071
Primary production | 7200 | 7200-Waste (non-renewable) | KTOE | LU | 2013 | nrg_110a | 1.3775
Transformation output from Coke Ovens | 4000 | 4000-Gas | KTOE | AT | 2010 | nrg_100a | 9.6464
Transformation output from Coke Ovens | 4000 | 4000-Gas | KTOE | DE | 2012 | nrg_100a | 60.0596
Imports | 4000 | 4000-Gas | KTOE | BE | 2014 | nrg_100a | 564.0876
Imports | 4000 | 4000-Gas | KTOE | FI | 2012 | nrg_100a | 125.8175
Imports | 4000 | 4000-Gas | KTOE | UK | 2012 | nrg_100a | 1780.4409
Transformation output from Gas Works | 4000 | 4000-Gas | KTOE | HR | 2011 | nrg_100a | 0.12979
Consumption in Oil and gas extraction | 4000 | 4000-Gas | KTOE | BG | 2014 | nrg_100a | 0.025121
Consumption in Coal Mines | 4000 | 4000-Gas | KTOE | CZ | 2014 | nrg_100a | 1.6245
Consumption in Coal Mines | 3000 | 3000-Total petroleum products | KTOE | SK | 2009 | nrg_102a | 0.041868
Consumption in Coke Ovens | 3000 | 3000-Total petroleum products | KTOE | PL | 2009 | nrg_102a | 0.046055
Consumption in Coal Mines | 2000 | 2000-Solid fuels | KTOE | DE | 2012 | nrg_110a | 0.10048
Consumption in Patent Fuel Plants | 2000 | 2000-Solid fuels | KTOE | HU | 2011 | nrg_110a | 0.029308
Primary production | 2000 | 2000-Solid fuels | KTOE | DE | 2012 | nrg_110a | 1992.7619
Primary production | 2000 | 2000-Solid fuels | KTOE | EE | 2011 | nrg_110a | 170.0427
Primary production | 2000 | 2000-Solid fuels | KTOE | EL | 2013 | nrg_110a | 281.7005
Primary production | 2000 | 2000-Solid fuels | KTOE | IE | 2014 | nrg_110a | 40.6622
Primary production | 2000 | 2000-Solid fuels | KTOE | RS | 2009 | nrg_110a | 306.9385
Primary production | 2000 | 2000-Solid fuels | KTOE | RO | 2012 | nrg_110a | 265.6985
Primary production | 2000 | 2000-Solid fuels | KTOE | XK | 2013 | nrg_110a | 64.125
Imports | 2000 | 2000-Solid fuels | KTOE | LV | 2010 | nrg_110a | 4.8064
Imports | 2000 | 2000-Solid fuels | KTOE | SK | 2014 | nrg_110a | 122.443
Transformation input in Coke Ovens | 2000 | 2000-Solid fuels | KTOE | UA | 2013 | nrg_110a | 721.1261
Transformation output from Patent Fuel Plants | 2000 | 2000-Solid fuels | KTOE | FR | 2009 | nrg_110a | 0.20515
Imports | 3000 | 3000-Total petroleum products | KTOE | DE | 2010 | nrg_110a | 5375.6419
Imports | 3000 | 3000-Total petroleum products | KTOE | IS | 2013 | nrg_110a | 29.5881
Imports | 3000 | 3000-Total petroleum products | KTOE | HR | 2014 | nrg_110a | 164.4114
Imports | 3000 | 3000-Total petroleum products | KTOE | LV | 2014 | nrg_110a | 98.9466
Imports | 3000 | 3000-Total petroleum products | KTOE | NL | 2011 | nrg_110a | 5923.045
Imports | 3000 | 3000-Total petroleum products | KTOE | TR | 2013 | nrg_110a | 1709.9561
Primary production | 3000 | 3000-Total petroleum products | KTOE | DE | 2012 | nrg_110a | 158.5541
Primary production | 3000 | 3000-Total petroleum products | KTOE | HU | 2012 | nrg_110a | 40.2393
Primary production | 3000 | 3000-Total petroleum products | KTOE | RS | 2013 | nrg_110a | 51.5311
Transformation input in Gas Works | 3000 | 3000-Total petroleum products | KTOE | UA | 2011 | nrg_110a | 0.083736
Consumption in Oil and gas extraction | 3000 | 3000-Total petroleum products | KTOE | PL | 2011 | nrg_110a | 0.30145
Consumption in Oil and gas extraction | 3000 | 3000-Total petroleum products | KTOE | PT | 2011 | nrg_110a | 0.09211
Consumption in Coal Mines | 3000 | 3000-Total petroleum products | KTOE | DE | 2011 | nrg_110a | 0.33913
Primary production | 3000 | 3000-Total petroleum products | KTOE | BG | 2013 | nrg_100a | 1.143
Primary production | 3000 | 3000-Total petroleum products | KTOE | ES | 2009 | nrg_100a | 4.4213
Primary production | 3000 | 3000-Total petroleum products | KTOE | EL | 2011 | nrg_100a | 4.1742
Primary production | 2000 | 2000-Solid fuels | KTOE | DE | 2010 | nrg_100a | 1921.984
Primary production | 2000 | 2000-Solid fuels | KTOE | CZ | 2011 | nrg_100a | 874.857
Primary production | 2000 | 2000-Solid fuels | KTOE | ES | 2011 | nrg_100a | 110.8958
Primary production | 2000 | 2000-Solid fuels | KTOE | UA | 2009 | nrg_100a | 1361.7065
Primary production | 2000 | 2000-Solid fuels | KTOE | SE | 2011 | nrg_100a | 9.1984
Primary production | 2000 | 2000-Solid fuels | KTOE | XK | 2011 | nrg_100a | 64.7028
Primary production | 2000 | 2000-Solid fuels | KTOE | UK | 2009 | nrg_100a | 421.4726
Imports | 2000 | 2000-Solid fuels | KTOE | HR | 2009 | nrg_100a | 19.0206
Imports | 2000 | 2000-Solid fuels | KTOE | LU | 2011 | nrg_100a | 2.4158
Imports | 2000 | 2000-Solid fuels | KTOE | IS | 2010 | nrg_100a | 3.6844
Imports | 2000 | 2000-Solid fuels | KTOE | NL | 2013 | nrg_100a | 1055.2034
Transformation input in Gas Works | 2000 | 2000-Solid fuels | KTOE | CZ | 2010 | nrg_100a | 19.791
Imports | 2000 | 2000-Solid fuels | KTOE | TR | 2009 | nrg_100a | 558.5233
Imports | 2000 | 2000-Solid fuels | KTOE | SK | 2009 | nrg_100a | 141.6185
Transformation input in Coke Ovens | 2000 | 2000-Solid fuels | KTOE | IT | 2011 | nrg_100a | 173.1995
Transformation input in Coke Ovens | 2000 | 2000-Solid fuels | KTOE | SK | 2013 | nrg_100a | 58.5063
Consumption in Coal Mines | 2000 | 2000-Solid fuels | KTOE | SK | 2009 | nrg_100a | 0.020934
Consumption in Coal Mines | 2000 | 2000-Solid fuels | KTOE | UK | 2009 | nrg_100a | 0.12979
Imports | 3000 | 3000-Total petroleum products | KTOE | DE | 2010 | nrg_100a | 5375.6419
Imports | 3000 | 3000-Total petroleum products | KTOE | IS | 2012 | nrg_100a | 29.3913
Imports | 3000 | 3000-Total petroleum products | KTOE | IE | 2010 | nrg_100a | 383.7746
Imports | 3000 | 3000-Total petroleum products | KTOE | LV | 2013 | nrg_100a | 98.2014
Consumption in Oil and gas extraction | 3000 | 3000-Total petroleum products | KTOE | UK | 2014 | nrg_100a | 27.7292
Transformation output from Coke Ovens | 2000 | 2000-Solid fuels | KTOE | DE | 2009 | nrg_101a | 192.9738
Transformation output from Coke Ovens | 2000 | 2000-Solid fuels | KTOE | EE | 2009 | nrg_101a | 0.51498
Transformation output from Coke Ovens | 2000 | 2000-Solid fuels | KTOE | UK | 2013 | nrg_101a | 114.2955
Transformation output from BKB / PB Plants | 2000 | 2000-Solid fuels | KTOE | FI | 2011 | nrg_101a | 0.9211
Transformation input in Coke Ovens | 2000 | 2000-Solid fuels | KTOE | BE | 2014 | nrg_101a | 57.154
Transformation input in BKB / PB Plants | 2000 | 2000-Solid fuels | KTOE | LT | 2014 | nrg_101a | 0.09211
Transformation input in BKB / PB Plants | 2000 | 2000-Solid fuels | KTOE | UA | 2010 | nrg_101a | 3.7765
Primary production | 2000 | 2000-Solid fuels | KTOE | IT | 2011 | nrg_101a | 2.4451
Imports | 2000 | 2000-Solid fuels | KTOE | BG | 2014 | nrg_101a | 40.9511
Consumption in Coal Mines | 4000 | 4000-Gas | KTOE | DE | 2009 | nrg_100a | 0.25539
Consumption in Coal Mines | 4000 | 4000-Gas | KTOE | UA | 2012 | nrg_100a | 0.033494
Consumption in Coke Ovens | 4000 | 4000-Gas | KTOE | SK | 2012 | nrg_100a | 6.6068
Consumption in Coke Ovens | 4000 | 4000-Gas | KTOE | TR | 2012 | nrg_100a | 10.9443
Primary production | 5100 | 5100-Nuclear heat | KTOE | LT | 2009 | nrg_100a | 119.148
Primary production | 5100 | 5100-Nuclear heat | KTOE | NL | 2014 | nrg_100a | 44.1833
Consumption in Coal Mines | 4100 | 4100-Natural gas | KTOE | UK | 2012 | nrg_110a | 0.62802
Consumption in Pipeline transport | 4100 | 4100-Natural gas | KTOE | AT | 2014 | nrg_110a | 9.0812
Primary production | 5100 | 5100-Nuclear heat | KTOE | ES | 2012 | nrg_110a | 663.8758
Primary production | 5100 | 5100-Nuclear heat | KTOE | SE | 2014 | nrg_110a | 700.6735
Primary production | 5100 | 5100-Nuclear heat | KTOE | UA | 2012 | nrg_110a | 980.2848
Primary production | 7200 | 7200-Waste (non-renewable) | KTOE | BE | 2009 | nrg_110a | 29.8226
Primary production | 7200 | 7200-Waste (non-renewable) | KTOE | DK | 2009 | nrg_110a | 17.706
Primary production | 7200 | 7200-Waste (non-renewable) | KTOE | RO | 2013 | nrg_110a | 1.704
Imports | 7200 | 7200-Waste (non-renewable) | KTOE | NL | 2012 | nrg_110a | 4.325
Primary production | 4000 | 4000-Gas | KTOE | EL | 2010 | nrg_100a | 0.3182
Primary production | 4000 | 4000-Gas | KTOE | UA | 2014 | nrg_100a | 629.1169
Primary production | 7200 | 7200-Waste (non-renewable) | KTOE | EL | 2010 | nrg_100a | 1.3398
Primary production | 7200 | 7200-Waste (non-renewable) | KTOE | DK | 2009 | nrg_100a | 17.706
Primary production | 7200 | 7200-Waste (non-renewable) | KTOE | ES | 2012 | nrg_100a | 7.3562
Primary production | 7200 | 7200-Waste (non-renewable) | KTOE | IE | 2009 | nrg_100a | 0.5401
Imports | 4000 | 4000-Gas | KTOE | DE | 2013 | nrg_100a | 3430.9235
Imports | 4000 | 4000-Gas | KTOE | CZ | 2010 | nrg_100a | 292.0879
Imports | 4000 | 4000-Gas | KTOE | FR | 2013 | nrg_100a | 1780.2441
Imports | 4000 | 4000-Gas | KTOE | IE | 2013 | nrg_100a | 155.3345
Transformation input in Gas Works | 4000 | 4000-Gas | KTOE | HR | 2010 | nrg_100a | 0.18003
Consumption in Oil and gas extraction | 4000 | 4000-Gas | KTOE | UK | 2009 | nrg_100a | 197.998
Consumption in Coke Ovens | 4000 | 4000-Gas | KTOE | HU | 2014 | nrg_100a | 2.8847
Consumption in Coke Ovens | 4000 | 4000-Gas | KTOE | PL | 2014 | nrg_100a | 40.1807
Consumption in Coke Ovens | 4000 | 4000-Gas | KTOE | SE | 2010 | nrg_100a | 4.1784
Consumption in Gas Works | 4000 | 4000-Gas | KTOE | PL | 2013 | nrg_100a | 0.0083736
Primary production | 5100 | 5100-Nuclear heat | KTOE | DE | 2009 | nrg_100a | 1457.266
Primary production | 5100 | 5100-Nuclear heat | KTOE | FI | 2014 | nrg_100a | 254.6621
Primary production | 5100 | 5100-Nuclear heat | KTOE | ES | 2012 | nrg_100a | 663.8758
Primary production | 5100 | 5100-Nuclear heat | KTOE | SE | 2012 | nrg_100a | 691.6007
Primary production | 2210 | 2210-Lignite/Brown Coal | KTOE | MK | 2012 | nrg_101a | 52.155
Transformation input in BKB / PB Plants | 2210 | 2210-Lignite/Brown Coal | KTOE | BG | 2013 | nrg_101a | 42.9314
Consumption in Coal Mines | 2210 | 2210-Lignite/Brown Coal | KTOE | BG | 2012 | nrg_101a | 0.016747
Imports | 3105 | 3105-Crude oil (without NGL) | KTOE | BE | 2010 | nrg_102a | 1383.9635
Imports | 3105 | 3105-Crude oil (without NGL) | KTOE | FI | 2012 | nrg_102a | 459.2375
Imports | 3105 | 3105-Crude oil (without NGL) | KTOE | UK | 2011 | nrg_102a | 2129.3688
Imports | 3270A | 3270A-Total fuel oil | KTOE | UA | 2010 | nrg_102a | 21.8007
Imports | 3270A | 3270A-Total fuel oil | KTOE | UK | 2014 | nrg_102a | 40.1179
Transformation output from Coke Ovens | 4000 | 4000-Gas | KTOE | AT | 2014 | nrg_103a | 9.077
Transformation output from Coke Ovens | 4000 | 4000-Gas | KTOE | BE | 2010 | nrg_103a | 15.1311
Consumption in Oil and gas extraction | 4000 | 4000-Gas | KTOE | AT | 2010 | nrg_103a | 7.9549
Consumption in Oil and gas extraction | 4000 | 4000-Gas | KTOE | AL | 2010 | nrg_103a | 0.18841
Consumption in Oil and gas extraction | 4000 | 4000-Gas | KTOE | CZ | 2011 | nrg_103a | 0.13816
Consumption in Oil and gas extraction | 4000 | 4000-Gas | KTOE | DE | 2014 | nrg_103a | 8.0805
Consumption in Coal Mines | 4000 | 4000-Gas | KTOE | UA | 2011 | nrg_103a | 0.10048
Consumption in Coke Ovens | 4000 | 4000-Gas | KTOE | UK | 2012 | nrg_103a | 15.6419
Imports | 4100 | 4100-Natural gas | KTOE | BE | 2013 | nrg_103a | 638.8973
Consumption in Coal Mines | 4100 | 4100-Natural gas | KTOE | UA | 2010 | nrg_103a | 0.075362
Consumption in Coke Ovens | 4100 | 4100-Natural gas | KTOE | UK | 2014 | nrg_103a | 1.0928
Primary production | 4000 | 4000-Gas | KTOE | IT | 2014 | nrg_103a | 245.1413
Imports | 4000 | 4000-Gas | KTOE | SI | 2009 | nrg_103a | 34.7086
Imports | 4000 | 4000-Gas | KTOE | SE | 2010 | nrg_103a | 61.3743
Imports | 2210 | 2210-Lignite/Brown Coal | KTOE | AT | 2014 | nrg_110a | 0.11723
Imports | 2210 | 2210-Lignite/Brown Coal | KTOE | UA | 2014 | nrg_110a | 0.0083736
Primary production | 3105 | 3105-Crude oil (without NGL) | KTOE | NL | 2010 | nrg_110a | 41.1144
Imports | 3105 | 3105-Crude oil (without NGL) | KTOE | DK | 2009 | nrg_110a | 145.7341
Imports | 3105 | 3105-Crude oil (without NGL) | KTOE | UA | 2012 | nrg_110a | 63.6561
Imports | 3270A | 3270A-Total fuel oil | KTOE | AT | 2010 | nrg_110a | 6.9585
Imports | 3270A | 3270A-Total fuel oil | KTOE | FI | 2013 | nrg_110a | 31.7192
Imports | 3270A | 3270A-Total fuel oil | KTOE | XK | 2014 | nrg_110a | 1.3607
Imports | 4000 | 4000-Gas | KTOE | FI | 2009 | nrg_110a | 145.8556
Imports | 2000 | 2000-Solid fuels | KTOE | FI | 2012 | nrg_101a | 111.6285
Imports | 2000 | 2000-Solid fuels | KTOE | SK | 2011 | nrg_101a | 133.8981
Consumption in Coal Mines | 2000 | 2000-Solid fuels | KTOE | UA | 2013 | nrg_101a | 1.1514
Consumption in Coke Ovens | 2000 | 2000-Solid fuels | KTOE | ES | 2009 | nrg_101a | 11.9114
Imports | 3000 | 3000-Total petroleum products | KTOE | AT | 2009 | nrg_102a | 568.1069
Imports | 3000 | 3000-Total petroleum products | KTOE | BE | 2014 | nrg_102a | 2443.517
Imports | 3000 | 3000-Total petroleum products | KTOE | XK | 2013 | nrg_102a | 22.1105
Imports | 3000 | 3000-Total petroleum products | KTOE | UA | 2010 | nrg_102a | 587.5964
Consumption in Coal Mines | 3000 | 3000-Total petroleum products | KTOE | UA | 2014 | nrg_102a | 0.71594
Consumption in Coal Mines | 2000 | 2000-Solid fuels | KTOE | CZ | 2010 | nrg_110a | 11.6058
Imports | 2000 | 2000-Solid fuels | KTOE | SI | 2012 | nrg_110a | 12.5562
Imports | 2000 | 2000-Solid fuels | KTOE | SE | 2013 | nrg_110a | 77.3009
Imports | 2000 | 2000-Solid fuels | KTOE | XK | 2012 | nrg_110a | 2.1269
Transformation input in BKB / PB Plants | 2000 | 2000-Solid fuels | KTOE | UA | 2012 | nrg_110a | 3.4499
Transformation output from BKB / PB Plants | 2000 | 2000-Solid fuels | KTOE | BG | 2011 | nrg_110a | 17.1198
Transformation output from BKB / PB Plants | 2000 | 2000-Solid fuels | KTOE | IE | 2013 | nrg_110a | 4.7981
Transformation output from Coke Ovens | 2000 | 2000-Solid fuels | KTOE | CZ | 2009 | nrg_110a | 72.6075
Imports | 3000 | 3000-Total petroleum products | KTOE | UK | 2011 | nrg_110a | 3451.5435
Consumption in Coal Mines | 3000 | 3000-Total petroleum products | KTOE | CZ | 2013 | nrg_110a | 0.68664
Consumption in Coke Ovens | 3000 | 3000-Total petroleum products | KTOE | UA | 2011 | nrg_110a | 0.51079
Transformation output from Coke Ovens | 2000 | 2000-Solid fuels | KTOE | EE | 2011 | nrg_100a | 0.68245
Primary production | 3000 | 3000-Total petroleum products | KTOE | IT | 2011 | nrg_100a | 237.1487
Primary production | 3000 | 3000-Total petroleum products | KTOE | NO | 2012 | nrg_100a | 3660.2848
Primary production | 2000 | 2000-Solid fuels | KTOE | LV | 2014 | nrg_100a | 0.050242
Transformation input in BKB / PB Plants | 2000 | 2000-Solid fuels | KTOE | IE | 2012 | nrg_100a | 3.9649
Transformation output from BKB / PB Plants | 2000 | 2000-Solid fuels | KTOE | DE | 2011 | nrg_100a | 138.4407
Consumption in Coal Mines | 2000 | 2000-Solid fuels | KTOE | CZ | 2011 | nrg_100a | 11.1746
Imports | 3000 | 3000-Total petroleum products | KTOE | FI | 2010 | nrg_100a | 672.3163
Imports | 3000 | 3000-Total petroleum products | KTOE | UA | 2013 | nrg_100a | 339.3443
Imports | 3000 | 3000-Total petroleum products | KTOE | SI | 2013 | nrg_100a | 138.3361
Imports | 3000 | 3000-Total petroleum products | KTOE | UK | 2011 | nrg_100a | 3451.5435
Consumption in Oil and gas extraction | 3000 | 3000-Total petroleum products | KTOE | ES | 2014 | nrg_100a | 0.083736
Consumption in Coke Ovens | 2000 | 2000-Solid fuels | KTOE | PL | 2010 | nrg_110a | 0.32657
Primary production | 2000 | 2000-Solid fuels | KTOE | CZ | 2011 | nrg_110a | 874.857
Primary production | 2000 | 2000-Solid fuels | KTOE | ES | 2010 | nrg_110a | 138.0137
Primary production | 2000 | 2000-Solid fuels | KTOE | IE | 2009 | nrg_110a | 23.467
Primary production | 2000 | 2000-Solid fuels | KTOE | SE | 2010 | nrg_110a | 9.9646
Imports | 2000 | 2000-Solid fuels | KTOE | HU | 2011 | nrg_110a | 52.6197
Imports | 2000 | 2000-Solid fuels | KTOE | LU | 2013 | nrg_110a | 1.9678
Imports | 2000 | 2000-Solid fuels | KTOE | LT | 2010 | nrg_110a | 9.1775
Imports | 2000 | 2000-Solid fuels | KTOE | IT | 2011 | nrg_110a | 624.5156
Imports | 2000 | 2000-Solid fuels | KTOE | SK | 2009 | nrg_110a | 141.6185
Transformation input in BKB / PB Plants | 2000 | 2000-Solid fuels | KTOE | FI | 2012 | nrg_110a | 0.48148
Transformation input in Coke Ovens | 2000 | 2000-Solid fuels | KTOE | FI | 2010 | nrg_110a | 35.0142
Transformation input in Coke Ovens | 2000 | 2000-Solid fuels | KTOE | IT | 2010 | nrg_110a | 152.3493
Transformation input in Coke Ovens | 2000 | 2000-Solid fuels | KTOE | SK | 2012 | nrg_110a | 59.0883
Transformation input in Gas Works | 2000 | 2000-Solid fuels | KTOE | CZ | 2012 | nrg_110a | 19.7994
Transformation output from BKB / PB Plants | 2000 | 2000-Solid fuels | KTOE | LT | 2009 | nrg_110a | 0.20097
Consumption in BKB / PB Plants | 2000 | 2000-Solid fuels | KTOE | UA | 2014 | nrg_110a | 0.21353
Imports | 3000 | 3000-Total petroleum products | KTOE | CZ | 2010 | nrg_110a | 444.2697
Imports | 3000 | 3000-Total petroleum products | KTOE | FR | 2011 | nrg_110a | 4447.533
Imports | 3000 | 3000-Total petroleum products | KTOE | HR | 2009 | nrg_110a | 222.026
Imports | 3000 | 3000-Total petroleum products | KTOE | MD | 2012 | nrg_110a | 32.2216
Imports | 3000 | 3000-Total petroleum products | KTOE | LV | 2009 | nrg_110a | 84.4561
Primary production | 3000 | 3000-Total petroleum products | KTOE | CZ | 2011 | nrg_110a | 13.9755
Consumption in Oil and gas extraction | 3000 | 3000-Total petroleum products | KTOE | NO | 2012 | nrg_110a | 8.9639
Consumption in Coal Mines | 3000 | 3000-Total petroleum products | KTOE | NO | 2013 | nrg_110a | 0.25958
Transformation output from Coke Ovens | 2000 | 2000-Solid fuels | KTOE | NL | 2012 | nrg_100a | 57.2461
Primary production | 3000 | 3000-Total petroleum products | KTOE | RO | 2013 | nrg_100a | 178.186
Primary production | 2000 | 2000-Solid fuels | KTOE | FI | 2013 | nrg_100a | 71.2049
Primary production | 2000 | 2000-Solid fuels | KTOE | EL | 2014 | nrg_100a | 267.2937
Imports | 2000 | 2000-Solid fuels | KTOE | IE | 2013 | nrg_100a | 62.1363
Transformation input in Gas Works | 2000 | 2000-Solid fuels | KTOE | UA | 2010 | nrg_100a | 1.7375
Transformation input in Coke Ovens | 2000 | 2000-Solid fuels | KTOE | FI | 2012 | nrg_100a | 36.0693
Transformation input in Coke Ovens | 2000 | 2000-Solid fuels | KTOE | NL | 2013 | nrg_100a | 80.4494
Transformation input in Coke Ovens | 2000 | 2000-Solid fuels | KTOE | PL | 2013 | nrg_100a | 373.0439
Transformation input in Coke Ovens | 2000 | 2000-Solid fuels | KTOE | UK | 2011 | nrg_100a | 160.3837
Transformation input in BKB / PB Plants | 2000 | 2000-Solid fuels | KTOE | FI | 2014 | nrg_100a | 0.1591
Consumption in Coke Ovens | 2000 | 2000-Solid fuels | KTOE | IT | 2014 | nrg_100a | 0.18422
Transformation output from Coke Ovens | 2000 | 2000-Solid fuels | KTOE | SE | 2012 | nrg_100a | 31.7778
Transformation output from Coke Ovens | 2000 | 2000-Solid fuels | KTOE | TR | 2013 | nrg_100a | 119.843
Transformation output from BKB / PB Plants | 2000 | 2000-Solid fuels | KTOE | LT | 2011 | nrg_100a | 0.13816
Consumption in Coal Mines | 2000 | 2000-Solid fuels | KTOE | PL | 2011 | nrg_100a | 2.6335
Imports | 3000 | 3000-Total petroleum products | KTOE | FR | 2011 | nrg_100a | 4447.533
Imports | 3000 | 3000-Total petroleum products | KTOE | HU | 2010 | nrg_100a | 323.7652
Imports | 3000 | 3000-Total petroleum products | KTOE | LU | 2013 | nrg_100a | 117.155
Imports | 3000 | 3000-Total petroleum products | KTOE | TR | 2011 | nrg_100a | 1547.3199
Transformation input in Gas Works | 3000 | 3000-Total petroleum products | KTOE | UA | 2011 | nrg_100a | 0.083736
Consumption in Oil and gas extraction | 3000 | 3000-Total petroleum products | KTOE | PL | 2012 | nrg_100a | 0.21771
Consumption in Oil and gas extraction | 3000 | 3000-Total petroleum products | KTOE | RO | 2013 | nrg_100a | 3.2322
Consumption in Oil and gas extraction | 3000 | 3000-Total petroleum products | KTOE | PT | 2009 | nrg_100a | 0.13816
Consumption in Oil and gas extraction | 3000 | 3000-Total petroleum products | KTOE | UK | 2009 | nrg_100a | 19.477
Consumption in Coal Mines | 3000 | 3000-Total petroleum products | KTOE | SK | 2012 | nrg_100a | 0.041868
Consumption in Coke Ovens | 3000 | 3000-Total petroleum products | KTOE | BE | 2014 | nrg_100a | 0.041868
Transformation output from Coke Ovens | 2000 | 2000-Solid fuels | KTOE | CZ | 2014 | nrg_101a | 79.8255
Transformation output from Coke Ovens | 2000 | 2000-Solid fuels | KTOE | UA | 2012 | nrg_101a | 571.7703
Transformation output from BKB / PB Plants | 2000 | 2000-Solid fuels | KTOE | BG | 2012 | nrg_101a | 19.8999
Transformation output from BKB / PB Plants | 2000 | 2000-Solid fuels | KTOE | IE | 2014 | nrg_101a | 4.1407
Transformation input in Coke Ovens | 2000 | 2000-Solid fuels | KTOE | BE | 2009 | nrg_101a | 59.9927
Transformation input in BKB / PB Plants | 2000 | 2000-Solid fuels | KTOE | LT | 2009 | nrg_101a | 0.15072
Primary production | 2000 | 2000-Solid fuels | KTOE | LT | 2013 | nrg_101a | 0.9839
Imports | 2000 | 2000-Solid fuels | KTOE | AT | 2010 | nrg_101a | 141.0575
Imports | 2000 | 2000-Solid fuels | KTOE | BG | 2009 | nrg_101a | 73.2816
Imports | 2000 | 2000-Solid fuels | KTOE | XK | 2012 | nrg_101a | 2.1269
Consumption in BKB / PB Plants | 2000 | 2000-Solid fuels | KTOE | EE | 2009 | nrg_101a | 0.020934
Primary production | 3000 | 3000-Total petroleum products | KTOE | IT | 2014 | nrg_102a | 255.2943
Imports | 3000 | 3000-Total petroleum products | KTOE | BE | 2009 | nrg_102a | 2247.2607
Imports | 3000 | 3000-Total petroleum products | KTOE | FI | 2013 | nrg_102a | 766.1007
Imports | 3000 | 3000-Total petroleum products | KTOE | UK | 2014 | nrg_102a | 3563.4315
Consumption in Oil and gas extraction | 3000 | 3000-Total petroleum products | KTOE | AL | 2012 | nrg_102a | 0.762
Consumption in Coal Mines | 3000 | 3000-Total petroleum products | KTOE | CZ | 2011 | nrg_102a | 0.6029
Consumption in Coal Mines | 3000 | 3000-Total petroleum products | KTOE | BG | 2009 | nrg_102a | 0.046055
Consumption in Coal Mines | 3000 | 3000-Total petroleum products | KTOE | UA | 2009 | nrg_102a | 1.1932
Consumption in Coke Ovens | 2000 | 2000-Solid fuels | KTOE | ES | 2010 | nrg_110a | 12.8786
Imports | 2000 | 2000-Solid fuels | KTOE | AT | 2014 | nrg_110a | 128.3798
Imports | 2000 | 2000-Solid fuels | KTOE | DK | 2012 | nrg_110a | 97.004
Imports | 2000 | 2000-Solid fuels | KTOE | UA | 2014 | nrg_110a | 439.8778
Transformation input in BKB / PB Plants | 2000 | 2000-Solid fuels | KTOE | LT | 2013 | nrg_110a | 0.11723
Transformation output from BKB / PB Plants | 2000 | 2000-Solid fuels | KTOE | CZ | 2010 | nrg_110a | 2.9015
Transformation output from BKB / PB Plants | 2000 | 2000-Solid fuels | KTOE | DE | 2010 | nrg_110a | 125.0597
Transformation output from BKB / PB Plants | 2000 | 2000-Solid fuels | KTOE | EE | 2012 | nrg_110a | 1.0383
Transformation output from Coke Ovens | 2000 | 2000-Solid fuels | KTOE | BE | 2014 | nrg_110a | 42.9356
Transformation output from Coke Ovens | 2000 | 2000-Solid fuels | KTOE | DE | 2014 | nrg_110a | 249.9436
Consumption in BKB / PB Plants | 2000 | 2000-Solid fuels | KTOE | EE | 2009 | nrg_110a | 0.020934
Imports | 3000 | 3000-Total petroleum products | KTOE | FI | 2011 | nrg_110a | 721.1051
Consumption in Oil and gas extraction | 3000 | 3000-Total petroleum products | KTOE | AL | 2010 | nrg_110a | 0.49404
Consumption in Oil and gas extraction | 3000 | 3000-Total petroleum products | KTOE | CY | 2014 | nrg_110a | 0.087923
Transformation output from Coke Ovens | 2000 | 2000-Solid fuels | KTOE | CZ | 2012 | nrg_100a | 78.2262
Primary production | 2000 | 2000-Solid fuels | KTOE | LV | 2009 | nrg_100a | 0.25121
Primary production | 2000 | 2000-Solid fuels | KTOE | NO | 2013 | nrg_100a | 52.1257
Imports | 2000 | 2000-Solid fuels | KTOE | BE | 2014 | nrg_100a | 160.5303
Imports | 2000 | 2000-Solid fuels | KTOE | FI | 2013 | nrg_100a | 142.4307
Imports | 2000 | 2000-Solid fuels | KTOE | SI | 2014 | nrg_100a | 10.0986
Imports | 4000 | 4000-Gas | KTOE | UK | 2010 | nrg_110a | 1919.8739
Consumption in Oil and gas extraction | 4000 | 4000-Gas | KTOE | DE | 2013 | nrg_110a | 8.2396
Consumption in Oil and gas extraction | 4000 | 4000-Gas | KTOE | CZ | 2009 | nrg_110a | 0.087923
Consumption in Coal Mines | 4000 | 4000-Gas | KTOE | DE | 2010 | nrg_110a | 0.17166
Consumption in Coal Mines | 4000 | 4000-Gas | KTOE | UA | 2013 | nrg_110a | 0.066989
Transformation output from Gas Works | 4000 | 4000-Gas | KTOE | HR | 2011 | nrg_110a | 0.12979
Primary production | 4100 | 4100-Natural gas | KTOE | NO | 2009 | nrg_110a | 3888.3188
Imports | 4100 | 4100-Natural gas | KTOE | UA | 2014 | nrg_110a | 658.345
Consumption in Oil and gas extraction | 4100 | 4100-Natural gas | KTOE | BG | 2014 | nrg_110a | 0.025121
Consumption in Oil and gas extraction | 4100 | 4100-Natural gas | KTOE | DK | 2009 | nrg_110a | 26.3015
Primary production | 5100 | 5100-Nuclear heat | KTOE | NL | 2010 | nrg_110a | 42.8645
Primary production | 7200 | 7200-Waste (non-renewable) | KTOE | LU | 2009 | nrg_110a | 1.1765
Primary production | 4000 | 4000-Gas | KTOE | NL | 2012 | nrg_100a | 2404.6718
Primary production | 7200 | 7200-Waste (non-renewable) | KTOE | NO | 2014 | nrg_100a | 9.3952
Primary production | 7200 | 7200-Waste (non-renewable) | KTOE | NL | 2012 | nrg_100a | 28.0976
Transformation output from Coke Ovens | 4000 | 4000-Gas | KTOE | UK | 2012 | nrg_100a | 26.7537
Imports | 4000 | 4000-Gas | KTOE | BE | 2010 | nrg_100a | 818.3268
Transformation output from Gas Works | 4000 | 4000-Gas | KTOE | UA | 2014 | nrg_100a | 0.73688
Consumption in Oil and gas extraction | 4000 | 4000-Gas | KTOE | BG | 2010 | nrg_100a | 0.037681
Consumption in Oil and gas extraction | 4000 | 4000-Gas | KTOE | DK | 2011 | nrg_100a | 25.0622
Consumption in Oil and gas extraction | 4000 | 4000-Gas | KTOE | EE | 2013 | nrg_100a | 0.32657
Consumption in Coal Mines | 4000 | 4000-Gas | KTOE | CZ | 2010 | nrg_100a | 0.096296
Primary production | 5100 | 5100-Nuclear heat | KTOE | NL | 2010 | nrg_100a | 42.8645
Transformation output from Gas Works | 4000 | 4000-Gas | KTOE | UA | 2009 | nrg_100a | 1.0634
Consumption in Oil and gas extraction | 4000 | 4000-Gas | KTOE | AL | 2011 | nrg_100a | 0.30145
Consumption in Oil and gas extraction | 4000 | 4000-Gas | KTOE | DE | 2010 | nrg_100a | 7.8628
Consumption in Oil and gas extraction | 4000 | 4000-Gas | KTOE | EL | 2010 | nrg_100a | 0.77456
Consumption in Oil and gas extraction | 4000 | 4000-Gas | KTOE | ES | 2012 | nrg_100a | 0.19678
Consumption in Coke Ovens | 4000 | 4000-Gas | KTOE | ES | 2010 | nrg_100a | 10.1949
Consumption in Coke Ovens | 4000 | 4000-Gas | KTOE | UA | 2014 | nrg_100a | 24.2709
Transformation output from Coke Ovens | 4000 | 4000-Gas | KTOE | CZ | 2012 | nrg_100a | 17.8567
Transformation output from Coke Ovens | 4000 | 4000-Gas | KTOE | UA | 2010 | nrg_100a | 136.8749
Imports | 4000 | 4000-Gas | KTOE | DK | 2012 | nrg_100a | 34.4071
Imports | 4000 | 4000-Gas | KTOE | SE | 2010 | nrg_100a | 61.3743
Imports | 4000 | 4000-Gas | KTOE | UA | 2014 | nrg_100a | 658.345
Consumption in Oil and gas extraction | 4000 | 4000-Gas | KTOE | AT | 2014 | nrg_100a | 3.9482
Consumption in Oil and gas extraction | 4000 | 4000-Gas | KTOE | AL | 2010 | nrg_100a | 0.18841
Consumption in Oil and gas extraction | 4000 | 4000-Gas | KTOE | DE | 2009 | nrg_100a | 7.934
Consumption in Oil and gas extraction | 4000 | 4000-Gas | KTOE | CZ | 2014 | nrg_100a | 0.15491
Consumption in Oil and gas extraction | 4000 | 4000-Gas | KTOE | ES | 2011 | nrg_100a | 0.020934
Consumption in Oil and gas extraction | 4000 | 4000-Gas | KTOE | EL | 2009 | nrg_100a | 1.1179
Consumption in Coke Ovens | 4000 | 4000-Gas | KTOE | ES | 2009 | nrg_100a | 8.5453
Consumption in Coke Ovens | 4000 | 4000-Gas | KTOE | FI | 2014 | nrg_100a | 3.0061
Consumption in Coke Ovens | 4000 | 4000-Gas | KTOE | UA | 2013 | nrg_100a | 40.7124
Consumption in Coke Ovens | 4000 | 4000-Gas | KTOE | UK | 2014 | nrg_100a | 15.7214
Primary production | 7200 | 7200-Waste (non-renewable) | KTOE | NL | 2012 | nrg_110a | 28.0976
Primary production | 7200 | 7200-Waste (non-renewable) | KTOE | LU | 2011 | nrg_100a | 1.3398
Primary production | 7200 | 7200-Waste (non-renewable) | KTOE | NO | 2010 | nrg_100a | 5.962
Imports | 7200 | 7200-Waste (non-renewable) | KTOE | SK | 2010 | nrg_100a | 0.041868
Transformation output from Coke Ovens | 4000 | 4000-Gas | KTOE | CZ | 2014 | nrg_100a | 18.5057
Transformation output from Coke Ovens | 4000 | 4000-Gas | KTOE | UA | 2012 | nrg_100a | 135.0076
Imports | 4000 | 4000-Gas | KTOE | DK | 2014 | nrg_100a | 23.421
Imports | 4000 | 4000-Gas | KTOE | SE | 2012 | nrg_100a | 42.1443
Transformation output from Gas Works | 4000 | 4000-Gas | KTOE | UA | 2010 | nrg_100a | 1.3775
Consumption in Oil and gas extraction | 4000 | 4000-Gas | KTOE | AL | 2012 | nrg_100a | 0.36006
Consumption in Oil and gas extraction | 4000 | 4000-Gas | KTOE | DE | 2011 | nrg_100a | 8.0093
Consumption in Oil and gas extraction | 4000 | 4000-Gas | KTOE | EL | 2011 | nrg_100a | 0.82899
Consumption in Oil and gas extraction | 4000 | 4000-Gas | KTOE | EE | 2009 | nrg_100a | 0.43961
Consumption in Oil and gas extraction | 4000 | 4000-Gas | KTOE | ES | 2013 | nrg_100a | 0.24283
Consumption in Coke Ovens | 4000 | 4000-Gas | KTOE | ES | 2011 | nrg_100a | 8.3862
Transformation input in Gas Works | 0 | 0000-All products | KTOE | HR | 2012 | nrg_100a | 0.10048
Transformation input in Gas Works | 0 | 0000-All products | KTOE | UA | 2009 | nrg_100a | 1.3398
Primary production | 0 | 0000-All products | KTOE | BE | 2014 | nrg_100a | 511.4051
Primary production | 0 | 0000-All products | KTOE | DK | 2012 | nrg_100a | 775.0437
Primary production | 0 | 0000-All products | KTOE | EL | 2013 | nrg_100a | 389.8916
Imports | 0 | 0000-All products | KTOE | IT | 2012 | nrg_100a | 6873.0299
Imports | 0 | 0000-All products | KTOE | LT | 2013 | nrg_100a | 593.2444
Imports | 0 | 0000-All products | KTOE | MD | 2014 | nrg_100a | 72.1762
Imports | 0 | 0000-All products | KTOE | NO | 2011 | nrg_100a | 312.9005
Transformation output from BKB / PB Plants | 0 | 0000-All products | KTOE | RS | 2012 | nrg_100a | 10.3791
Transformation output from Patent Fuel Plants | 2112 | 2112-Patent Fuels | KTOE | HU | 2011 | nrg_101a | 0.14654
Consumption in Coke Ovens | 4220 | 4220-Blast Furnace Gas | KTOE | SE | 2013 | nrg_103a | 0.58197
Imports | 6000 | 6000-Electrical energy | KTOE | FR | 2012 | nrg_105a | 43.9656
Imports | 6000 | 6000-Electrical energy | KTOE | SK | 2013 | nrg_105a | 38.5897
Consumption in Oil and gas extraction | 6000 | 6000-Electrical energy | KTOE | NO | 2013 | nrg_105a | 22.4078
Consumption in Oil and gas extraction | 6000 | 6000-Electrical energy | KTOE | PL | 2013 | nrg_105a | 0.36844
Consumption in Coal Mines | 6000 | 6000-Electrical energy | KTOE | PL | 2014 | nrg_105a | 22.0937
Consumption in Coal Mines | 6000 | 6000-Electrical energy | KTOE | NO | 2009 | nrg_105a | 0.13816
Consumption in Coal Mines | 6000 | 6000-Electrical energy | KTOE | SI | 2011 | nrg_105a | 0.24283
Consumption in Coal Mines | 6000 | 6000-Electrical energy | KTOE | TR | 2011 | nrg_105a | 2.8135
Consumption in Coke Ovens | 6000 | 6000-Electrical energy | KTOE | AT | 2011 | nrg_105a | 0.10048
Consumption in Coke Ovens | 6000 | 6000-Electrical energy | KTOE | BE | 2013 | nrg_105a | 0.20515
Consumption in Coke Ovens | 6000 | 6000-Electrical energy | KTOE | NL | 2011 | nrg_105a | 0.29308
Consumption in Gas Works | 6000 | 6000-Electrical energy | KTOE | PL | 2011 | nrg_105a | 0.21353
Consumption in Pipeline transport | 6000 | 6000-Electrical energy | KTOE | BE | 2011 | nrg_105a | 0.28889
Consumption in Pipeline transport | 6000 | 6000-Electrical energy | KTOE | AT | 2013 | nrg_105a | 0.59453
Primary production | 5520 | 5520-Wind power | KTOE | SI | 2013 | nrg_107a | 0.01256
Transformation input in Coke Ovens | 0 | 0000-All products | KTOE | FR | 2013 | nrg_110a | 141.1245
Transformation input in Coke Ovens | 0 | 0000-All products | KTOE | SE | 2013 | nrg_110a | 42.002
Transformation input in Coke Ovens | 0 | 0000-All products | KTOE | TR | 2009 | nrg_110a | 141.6311
Transformation input in Coke Ovens | 0 | 0000-All products | KTOE | UA | 2012 | nrg_110a | 787.2859
Transformation input in Coke Ovens | 0 | 0000-All products | KTOE | UK | 2010 | nrg_110a | 165.5796
Transformation output from BKB / PB Plants | 0 | 0000-All products | KTOE | LT | 2012 | nrg_110a | 0.10048
Consumption in Oil and gas extraction | 0 | 0000-All products | KTOE | RS | 2011 | nrg_110a | 1.5407
Consumption in Patent Fuel Plants | 0 | 0000-All products | KTOE | HU | 2010 | nrg_110a | 0.0041868
Consumption in Patent Fuel Plants | 0 | 0000-All products | KTOE | PL | 2014 | nrg_110a | 0.020934
Consumption in Coke Ovens | 0 | 0000-All products | KTOE | PL | 2010 | nrg_110a | 47.2145
Primary production | 0 | 0000-All products | KTOE | BG | 2009 | nrg_110a | 406.7727
Primary production | 0 | 0000-All products | KTOE | CY | 2011 | nrg_110a | 4.0235
Primary production | 0 | 0000-All products | KTOE | DE | 2012 | nrg_110a | 5137.6348
Primary production | 0 | 0000-All products | KTOE | EL | 2011 | nrg_110a | 403.2181
Primary production | 0 | 0000-All products | KTOE | IE | 2009 | nrg_110a | 60.6291
Primary production | 0 | 0000-All products | KTOE | RS | 2014 | nrg_110a | 393.0903
Imports | 0 | 0000-All products | KTOE | CZ | 2010 | nrg_110a | 858.7001
Imports | 0 | 0000-All products | KTOE | HR | 2009 | nrg_110a | 319.7375
Imports | 0 | 0000-All products | KTOE | FR | 2014 | nrg_110a | 6180.55
Imports | 0 | 0000-All products | KTOE | LT | 2009 | nrg_110a | 508.2189
Imports | 0 | 0000-All products | KTOE | HU | 2010 | nrg_110a | 754.654
Imports | 0 | 0000-All products | KTOE | LV | 2010 | nrg_110a | 139.2948
Imports | 0 | 0000-All products | KTOE | MD | 2013 | nrg_110a | 118.6037
Imports | 0 | 0000-All products | KTOE | TR | 2012 | nrg_110a | 4147.7623
Consumption in Coke Ovens | 0 | 0000-All products | KTOE | SE | 2011 | nrg_110a | 5.447
Consumption in BKB / PB Plants | 0 | 0000-All products | KTOE | BG | 2013 | nrg_110a | 6.2341
Consumption in Gas Works | 0 | 0000-All products | KTOE | PL | 2014 | nrg_110a | 0.26796
Transformation output from Coke Ovens | 0 | 0000-All products | KTOE | RO | 2009 | nrg_110a | 11.8235
Consumption in Oil and gas extraction | 0 | 0000-All products | KTOE | LT | 2014 | nrg_110a | 0.1256
Consumption in Oil and gas extraction | 0 | 0000-All products | KTOE | PL | 2011 | nrg_110a | 7.98
Primary production | 5520 | 5520-Wind power | KTOE | BE | 2010 | nrg_110a | 4.6515
Primary production | 5520 | 5520-Wind power | KTOE | CZ | 2010 | nrg_110a | 1.2058
Primary production | 5520 | 5520-Wind power | KTOE | IE | 2014 | nrg_110a | 18.5057
Consumption in Coke Ovens | 6000 | 6000-Electrical energy | KTOE | SE | 2011 | nrg_110a | 0.046055
Imports | 6000 | 6000-Electrical energy | KTOE | SK | 2009 | nrg_110a | 32.3765
Imports | 2000 | 2000-Solid fuels | KTOE | XK | 2010 | nrg_100a | 1.2309
Transformation input in BKB / PB Plants | 2000 | 2000-Solid fuels | KTOE | BG | 2011 | nrg_100a | 25.7739
Transformation output from Coke Ovens | 2000 | 2000-Solid fuels | KTOE | UK | 2012 | nrg_100a | 112.3318
Transformation output from BKB / PB Plants | 2000 | 2000-Solid fuels | KTOE | EE | 2014 | nrg_100a | 1.2393
Transformation output from BKB / PB Plants | 2000 | 2000-Solid fuels | KTOE | IE | 2010 | nrg_100a | 4.7604
Imports | 3000 | 3000-Total petroleum products | KTOE | AT | 2010 | nrg_100a | 573.3697
Consumption in Coal Mines | 3000 | 3000-Total petroleum products | KTOE | CZ | 2014 | nrg_100a | 0.68664
Consumption in Coal Mines | 3000 | 3000-Total petroleum products | KTOE | DE | 2014 | nrg_100a | 0.087923
Imports | 3000 | 3000-Total petroleum products | KTOE | IS | 2012 | nrg_102a | 29.3913
Imports | 3000 | 3000-Total petroleum products | KTOE | IT | 2014 | nrg_102a | 3028.4506
Imports | 3000 | 3000-Total petroleum products | KTOE | MD | 2009 | nrg_102a | 30.8232
Imports | 3000 | 3000-Total petroleum products | KTOE | MT | 2011 | nrg_102a | 96.2838
Consumption in Oil and gas extraction | 3000 | 3000-Total petroleum products | KTOE | NL | 2012 | nrg_102a | 0.17166
Consumption in Oil and gas extraction | 3000 | 3000-Total petroleum products | KTOE | NO | 2011 | nrg_102a | 9.4789
Consumption in Coal Mines | 3000 | 3000-Total petroleum products | KTOE | NO | 2014 | nrg_102a | 0.38937
Consumption in Coal Mines | 2000 | 2000-Solid fuels | KTOE | PL | 2012 | nrg_110a | 0.85829
Primary production | 2000 | 2000-Solid fuels | KTOE | UK | 2013 | nrg_110a | 309.1994
Imports | 2000 | 2000-Solid fuels | KTOE | DE | 2014 | nrg_110a | 1556.1247
Imports | 2000 | 2000-Solid fuels | KTOE | LU | 2010 | nrg_110a | 2.7758
Transformation input in Coke Ovens | 2000 | 2000-Solid fuels | KTOE | NL | 2014 | nrg_110a | 83.3466
Transformation input in Coke Ovens | 2000 | 2000-Solid fuels | KTOE | PL | 2014 | nrg_110a | 377.821
Transformation input in Coke Ovens | 2000 | 2000-Solid fuels | KTOE | SK | 2009 | nrg_110a | 58.7324
Transformation input in Coke Ovens | 2000 | 2000-Solid fuels | KTOE | UK | 2014 | nrg_110a | 150.5029
Transformation input in Gas Works | 2000 | 2000-Solid fuels | KTOE | CZ | 2009 | nrg_110a | 19.0164
Transformation input in Gas Works | 2000 | 2000-Solid fuels | KTOE | UA | 2012 | nrg_110a | 1.3984
Consumption in BKB / PB Plants | 2000 | 2000-Solid fuels | KTOE | UA | 2011 | nrg_110a | 0.26377
Imports | 3000 | 3000-Total petroleum products | KTOE | HU | 2012 | nrg_110a | 291.4473
Imports | 3000 | 3000-Total petroleum products | KTOE | IE | 2014 | nrg_110a | 329.2793
Imports | 3000 | 3000-Total petroleum products | KTOE | MD | 2009 | nrg_110a | 30.8232
Imports | 3000 | 3000-Total petroleum products | KTOE | MT | 2013 | nrg_110a | 95.5218
Imports | 3000 | 3000-Total petroleum products | KTOE | SK | 2014 | nrg_110a | 279.1758
Primary production | 3000 | 3000-Total petroleum products | KTOE | EL | 2013 | nrg_110a | 2.9517
Primary production | 3000 | 3000-Total petroleum products | KTOE | DK | 2014 | nrg_110a | 338.4651
Consumption in Oil and gas extraction | 3000 | 3000-Total petroleum products | KTOE | NL | 2013 | nrg_110a | 0.17166
Consumption in Oil and gas extraction | 3000 | 3000-Total petroleum products | KTOE | NO | 2009 | nrg_110a | 8.2815
Consumption in Coal Mines | 3000 | 3000-Total petroleum products | KTOE | NO | 2009 | nrg_110a | 0.12979
Primary production | 3000 | 3000-Total petroleum products | KTOE | DE | 2012 | nrg_100a | 158.5541
Primary production | 3000 | 3000-Total petroleum products | KTOE | DK | 2013 | nrg_100a | 364.1134
Primary production | 3000 | 3000-Total petroleum products | KTOE | RO | 2010 | nrg_100a | 189.1471
Primary production | 2000 | 2000-Solid fuels | KTOE | FI | 2010 | nrg_100a | 75.6848
Primary production | 2000 | 2000-Solid fuels | KTOE | EE | 2013 | nrg_100a | 185.2952
Primary production | 2000 | 2000-Solid fuels | KTOE | EL | 2011 | nrg_100a | 314.2152
Imports | 2000 | 2000-Solid fuels | KTOE | CZ | 2013 | nrg_100a | 83.6397
Imports | 2000 | 2000-Solid fuels | KTOE | FR | 2012 | nrg_100a | 464.0942
Imports | 2000 | 2000-Solid fuels | KTOE | IE | 2010 | nrg_100a | 40.3524
Imports | 2000 | 2000-Solid fuels | KTOE | LT | 2013 | nrg_100a | 12.82
Transformation input in Coke Ovens | 2000 | 2000-Solid fuels | KTOE | FI | 2009 | nrg_100a | 31.3215
Transformation input in Coke Ovens | 2000 | 2000-Solid fuels | KTOE | NL | 2010 | nrg_100a | 84.0626
Transformation input in Coke Ovens | 2000 | 2000-Solid fuels | KTOE | PL | 2010 | nrg_100a | 384.9595
Transformation input in Coke Ovens | 2000 | 2000-Solid fuels | KTOE | TR | 2013 | nrg_100a | 174.4891
Consumption in Coke Ovens | 2000 | 2000-Solid fuels | KTOE | IT | 2011 | nrg_100a | 1.8589
Transformation output from Patent Fuel Plants | 2000 | 2000-Solid fuels | KTOE | HU | 2011 | nrg_100a | 0.14654
Consumption in BKB / PB Plants | 2000 | 2000-Solid fuels | KTOE | UA | 2012 | nrg_100a | 0.35169
Imports | 3000 | 3000-Total petroleum products | KTOE | HR | 2013 | nrg_100a | 169.3812
Imports | 3000 | 3000-Total petroleum products | KTOE | LU | 2010 | nrg_100a | 119.8346
Imports | 3000 | 3000-Total petroleum products | KTOE | IT | 2012 | nrg_100a | 3625.0822
Imports | 3000 | 3000-Total petroleum products | KTOE | MT | 2011 | nrg_100a | 96.2838
Consumption in Oil and gas extraction | 3000 | 3000-Total petroleum products | KTOE | RO | 2010 | nrg_100a | 2.7424
Consumption in Oil and gas extraction | 3000 | 3000-Total petroleum products | KTOE | PL | 2009 | nrg_100a | 0.38937
Consumption in Coal Mines | 3000 | 3000-Total petroleum products | KTOE | SK | 2009 | nrg_100a | 0.041868
Consumption in Coke Ovens | 3000 | 3000-Total petroleum products | KTOE | BE | 2011 | nrg_100a | 0.041868
Imports | 6000 | 6000-Electrical energy | KTOE | DE | 2013 | nrg_110a | 141.1998
Imports | 6000 | 6000-Electrical energy | KTOE | DK | 2010 | nrg_110a | 38.1543
Imports | 6000 | 6000-Electrical energy | KTOE | LU | 2009 | nrg_110a | 21.6793
Consumption in Coal Mines | 6000 | 6000-Electrical energy | KTOE | IT | 2009 | nrg_110a | 0.1591
Consumption in Oil and gas extraction | 6000 | 6000-Electrical energy | KTOE | LT | 2009 | nrg_110a | 0.058615
Consumption in Oil and gas extraction | 6000 | 6000-Electrical energy | KTOE | NL | 2013 | nrg_110a | 9.7469
Consumption in Oil and gas extraction | 6000 | 6000-Electrical energy | KTOE | NO | 2009 | nrg_110a | 16.7849
Consumption in Oil and gas extraction | 6000 | 6000-Electrical energy | KTOE | UA | 2009 | nrg_110a | 2.1269
Consumption in Coal Mines | 6000 | 6000-Electrical energy | KTOE | RS | 2013 | nrg_110a | 2.1729
Consumption in Coal Mines | 6000 | 6000-Electrical energy | KTOE | UK | 2009 | nrg_110a | 3.6635
Consumption in Coal Mines | 6000 | 6000-Electrical energy | KTOE | SI | 2009 | nrg_110a | 0.25121
Consumption in Coke Ovens | 6000 | 6000-Electrical energy | KTOE | BE | 2011 | nrg_110a | 0.0083736
Consumption in Coke Ovens | 6000 | 6000-Electrical energy | KTOE | HU | 2009 | nrg_110a | 0.19259
Transformation output from Coke Ovens | 0 | 0000-All products | KTOE | NL | 2009 | nrg_100a | 65.4941
Transformation output from Coke Ovens | 0 | 0000-All products | KTOE | SK | 2013 | nrg_100a | 57.4178
Consumption in Oil and gas extraction | 0 | 0000-All products | KTOE | NL | 2011 | nrg_100a | 32.1295
Consumption in Coal Mines | 0 | 0000-All products | KTOE | CZ | 2012 | nrg_100a | 21.4992
Consumption in Coal Mines | 0 | 0000-All products | KTOE | IT | 2013 | nrg_100a | 0.21353
Consumption in Coke Ovens | 0 | 0000-All products | KTOE | AT | 2009 | nrg_100a | 4.1659
Consumption in Coke Ovens | 0 | 0000-All products | KTOE | NL | 2013 | nrg_100a | 7.8126
Consumption in Coke Ovens | 0 | 0000-All products | KTOE | PL | 2011 | nrg_100a | 46.5488
Consumption in BKB / PB Plants | 0 | 0000-All products | KTOE | BG | 2009 | nrg_100a | 8.7044
Consumption in BKB / PB Plants | 0 | 0000-All products | KTOE | DE | 2013 | nrg_100a | 32.3472
Transformation output from Coke Ovens | 0 | 0000-All products | KTOE | FI | 2010 | nrg_100a | 30.7897
Transformation output from Coke Ovens | 0 | 0000-All products | KTOE | IT | 2012 | nrg_100a | 146.5631
Transformation output from Coke Ovens | 0 | 0000-All products | KTOE | SE | 2013 | nrg_100a | 37.945
Transformation output from Coke Ovens | 0 | 0000-All products | KTOE | TR | 2014 | nrg_100a | 161.7612
Consumption in Coal Mines | 0 | 0000-All products | KTOE | HU | 2011 | nrg_100a | 1.4905
Consumption in Coal Mines | 0 | 0000-All products | KTOE | PL | 2012 | nrg_100a | 30.4506
Consumption in Coke Ovens | 0 | 0000-All products | KTOE | CZ | 2014 | nrg_100a | 4.8692
Consumption in Coke Ovens | 0 | 0000-All products | KTOE | DE | 2012 | nrg_100a | 23.3582
Consumption in BKB / PB Plants | 0 | 0000-All products | KTOE | RS | 2013 | nrg_100a | 0.77037
Consumption in Pipeline transport | 0 | 0000-All products | KTOE | DE | 2009 | nrg_100a | 13.5317
Consumption in Pipeline transport | 0 | 0000-All products | KTOE | HU | 2014 | nrg_100a | 1.6412
Consumption in Pipeline transport | 0 | 0000-All products | KTOE | MD | 2014 | nrg_100a | 0.28889
Consumption in Pipeline transport | 0 | 0000-All products | KTOE | PL | 2013 | nrg_100a | 16.4918
Imports | 6000 | 6000-Electrical energy | KTOE | DE | 2011 | nrg_100a | 183.6121
Imports | 6000 | 6000-Electrical energy | KTOE | MD | 2011 | nrg_100a | 2.399
Consumption in Gas Works | 6000 | 6000-Electrical energy | KTOE | PL | 2010 | nrg_100a | 0.28052
Consumption in Oil and gas extraction | 6000 | 6000-Electrical energy | KTOE | NO | 2011 | nrg_100a | 19.4644
Consumption in Coal Mines | 6000 | 6000-Electrical energy | KTOE | RS | 2009 | nrg_100a | 0.97971
Consumption in Coal Mines | 6000 | 6000-Electrical energy | KTOE | SK | 2009 | nrg_100a | 0.34332
Consumption in Coke Ovens | 6000 | 6000-Electrical energy | KTOE | AT | 2013 | nrg_100a | 0.10886
Consumption in Coke Ovens | 6000 | 6000-Electrical energy | KTOE | BE | 2011 | nrg_100a | 0.0083736
Consumption in Coke Ovens | 6000 | 6000-Electrical energy | KTOE | HU | 2011 | nrg_100a | 0.2219
Consumption in Coke Ovens | 6000 | 6000-Electrical energy | KTOE | NL | 2009 | nrg_100a | 0.23865
Consumption in BKB / PB Plants | 6000 | 6000-Electrical energy | KTOE | CZ | 2009 | nrg_100a | 0.037681
Consumption in BKB / PB Plants | 6000 | 6000-Electrical energy | KTOE | BG | 2009 | nrg_100a | 0.13398
Consumption in Pipeline transport | 6000 | 6000-Electrical energy | KTOE | AT | 2011 | nrg_100a | 0.51079
Transformation input in Coke Ovens | 0 | 0000-All products | KTOE | FI | 2011 | nrg_100a | 35.6004
Transformation input in Coke Ovens | 0 | 0000-All products | KTOE | NL | 2012 | nrg_100a | 78.6155
Transformation input in Coke Ovens | 0 | 0000-All products | KTOE | PL | 2012 | nrg_100a | 352.516
Transformation input in Coke Ovens | 0 | 0000-All products | KTOE | UK | 2010 | nrg_100a | 165.5796
Primary production | 0 | 0000-All products | KTOE | CZ | 2012 | nrg_100a | 1339.2401
Primary production | 0 | 0000-All products | KTOE | ES | 2009 | nrg_100a | 1266.1344
Primary production | 0 | 0000-All products | KTOE | IE | 2014 | nrg_100a | 84.1798
Primary production | 0 | 0000-All products | KTOE | IS | 2012 | nrg_100a | 212.3043
Primary production | 0 | 0000-All products | KTOE | RS | 2009 | nrg_100a | 426.7438
Primary production | 0 | 0000-All products | KTOE | SE | 2011 | nrg_100a | 1376.5863
Primary production | 0 | 0000-All products | KTOE | XK | 2012 | nrg_100a | 73.2271
Transformation output from Coke Ovens | 2000 | 2000-Solid fuels | KTOE | CZ | 2011 | nrg_101a | 81.4291
Transformation output from Coke Ovens | 2000 | 2000-Solid fuels | KTOE | UA | 2009 | nrg_101a | 526.2054
Transformation output from BKB / PB Plants | 2000 | 2000-Solid fuels | KTOE | DE | 2013 | nrg_101a | 139.4581
Transformation output from BKB / PB Plants | 2000 | 2000-Solid fuels | KTOE | BG | 2009 | nrg_101a | 33.44
Transformation output from BKB / PB Plants | 2000 | 2000-Solid fuels | KTOE | CZ | 2009 | nrg_101a | 3.3997
Transformation output from BKB / PB Plants | 2000 | 2000-Solid fuels | KTOE | IE | 2011 | nrg_101a | 3.8393
Transformation input in BKB / PB Plants | 2000 | 2000-Solid fuels | KTOE | IE | 2012 | nrg_101a | 3.9649
Primary production | 2000 | 2000-Solid fuels | KTOE | LT | 2010 | nrg_101a | 0.36425
Imports | 2000 | 2000-Solid fuels | KTOE | XK | 2009 | nrg_101a | 0.28889
Imports | 2000 | 2000-Solid fuels | KTOE | UK | 2012 | nrg_101a | 1161.2215
Consumption in Coal Mines | 2000 | 2000-Solid fuels | KTOE | DE | 2013 | nrg_101a | 0.19259
Primary production | 3000 | 3000-Total petroleum products | KTOE | IT | 2011 | nrg_102a | 237.1487
Primary production | 3000 | 3000-Total petroleum products | KTOE | NL | 2013 | nrg_102a | 69.2246
Imports | 3000 | 3000-Total petroleum products | KTOE | DK | 2012 | nrg_102a | 416.7959
Imports | 3000 | 3000-Total petroleum products | KTOE | FI | 2010 | nrg_102a | 672.3163
Imports | 3000 | 3000-Total petroleum products | KTOE | SI | 2014 | nrg_102a | 157.2604
Imports | 3000 | 3000-Total petroleum products | KTOE | UK | 2011 | nrg_102a | 3451.5435
Consumption in Oil and gas extraction | 3000 | 3000-Total petroleum products | KTOE | AL | 2009 | nrg_102a | 0.80805
Consumption in Oil and gas extraction | 3000 | 3000-Total petroleum products | KTOE | ES | 2014 | nrg_102a | 0.083736
Consumption in Coal Mines | 3000 | 3000-Total petroleum products | KTOE | DE | 2010 | nrg_102a | 0.38519
Primary production | 2000 | 2000-Solid fuels | KTOE | MK | 2014 | nrg_110a | 41.2316
Imports | 2000 | 2000-Solid fuels | KTOE | AT | 2011 | nrg_110a | 130.7412
Imports | 2000 | 2000-Solid fuels | KTOE | BE | 2012 | nrg_110a | 163.1596
Imports | 2000 | 2000-Solid fuels | KTOE | DK | 2009 | nrg_110a | 165.8098
Imports | 2000 | 2000-Solid fuels | KTOE | UA | 2011 | nrg_110a | 349.6941
Transformation input in BKB / PB Plants | 2000 | 2000-Solid fuels | KTOE | CZ | 2010 | nrg_110a | 3.6383
Transformation input in BKB / PB Plants | 2000 | 2000-Solid fuels | KTOE | LT | 2010 | nrg_110a | 0.09211
Transformation output from BKB / PB Plants | 2000 | 2000-Solid fuels | KTOE | EE | 2009 | nrg_110a | 0.90016
Transformation output from Coke Ovens | 2000 | 2000-Solid fuels | KTOE | BE | 2011 | nrg_110a | 57.3675
Transformation output from Coke Ovens | 2000 | 2000-Solid fuels | KTOE | DE | 2011 | nrg_110a | 227.7159
Imports | 3000 | 3000-Total petroleum products | KTOE | AT | 2013 | nrg_110a | 572.6914
Imports | 3000 | 3000-Total petroleum products | KTOE | SE | 2013 | nrg_110a | 999.431
Imports | 3000 | 3000-Total petroleum products | KTOE | SI | 2012 | nrg_110a | 146.1444
Primary production | 3000 | 3000-Total petroleum products | KTOE | NL | 2014 | nrg_110a | 83.041
Transformation output from Coke Ovens | 2000 | 2000-Solid fuels | KTOE | BE | 2013 | nrg_100a | 50.2374
Transformation output from Coke Ovens | 2000 | 2000-Solid fuels | KTOE | CZ | 2009 | nrg_100a | 72.6075
Primary production | 3000 | 3000-Total petroleum products | KTOE | NL | 2013 | nrg_100a | 69.2246
Primary production | 2000 | 2000-Solid fuels | KTOE | NO | 2010 | nrg_100a | 54.374
Imports | 2000 | 2000-Solid fuels | KTOE | BE | 2011 | nrg_100a | 178.6005
Imports | 2000 | 2000-Solid fuels | KTOE | DK | 2013 | nrg_100a | 120.4417
Imports | 2000 | 2000-Solid fuels | KTOE | FI | 2010 | nrg_100a | 166.8189
Imports | 2000 | 2000-Solid fuels | KTOE | SI | 2011 | nrg_100a | 10.7726
Transformation output from Coke Ovens | 2000 | 2000-Solid fuels | KTOE | UA | 2013 | nrg_100a | 540.7378
Transformation output from Coke Ovens | 2000 | 2000-Solid fuels | KTOE | UK | 2009 | nrg_100a | 110.8665
Transformation output from BKB / PB Plants | 2000 | 2000-Solid fuels | KTOE | EE | 2011 | nrg_100a | 1.4989
Consumption in Coal Mines | 2000 | 2000-Solid fuels | KTOE | BG | 2013 | nrg_100a | 0.041868
Imports | 3000 | 3000-Total petroleum products | KTOE | BE | 2014 | nrg_100a | 2443.517
Consumption in Oil and gas extraction | 3000 | 3000-Total petroleum products | KTOE | AL | 2013 | nrg_100a | 0.14235
Consumption in Coal Mines | 3000 | 3000-Total petroleum products | KTOE | CZ | 2011 | nrg_100a | 0.6029
Consumption in Coal Mines | 3000 | 3000-Total petroleum products | KTOE | DE | 2011 | nrg_100a | 0.33913
Imports | 3000 | 3000-Total petroleum products | KTOE | SK | 2013 | nrg_102a | 298.142
Imports | 3000 | 3000-Total petroleum products | KTOE | TR | 2014 | nrg_102a | 1706.2675
Transformation input in Gas Works | 3000 | 3000-Total petroleum products | KTOE | ES | 2011 | nrg_102a | 2.2776
Consumption in Oil and gas extraction | 3000 | 3000-Total petroleum products | KTOE | PL | 2013 | nrg_102a | 0.51916
Consumption in Coal Mines | 2000 | 2000-Solid fuels | KTOE | DE | 2010 | nrg_110a | 0.13398
Consumption in Coke Ovens | 2000 | 2000-Solid fuels | KTOE | PL | 2013 | nrg_110a | 1.5952
Primary production | 2000 | 2000-Solid fuels | KTOE | DE | 2010 | nrg_110a | 1921.984
Primary production | 2000 | 2000-Solid fuels | KTOE | CZ | 2014 | nrg_110a | 705.3334
Primary production | 2000 | 2000-Solid fuels | KTOE | EE | 2009 | nrg_110a | 137.8797
Primary production | 2000 | 2000-Solid fuels | KTOE | EL | 2011 | nrg_110a | 314.2152
Primary production | 2000 | 2000-Solid fuels | KTOE | ES | 2013 | nrg_110a | 73.8049
Imports | 0 | 0000-All products | KTOE | DK | 2009 | nrg_100a | 596.5646
Imports | 0 | 0000-All products | KTOE | LU | 2013 | nrg_100a | 183.6833
Imports | 0 | 0000-All products | KTOE | LV | 2014 | nrg_100a | 158.2778
Imports | 0 | 0000-All products | KTOE | LT | 2009 | nrg_100a | 508.2189
Imports | 0 | 0000-All products | KTOE | NL | 2011 | nrg_100a | 7349.0775
Imports | 0 | 0000-All products | KTOE | TR | 2012 | nrg_100a | 4147.7623
Imports | 2112 | 2112-Patent Fuels | KTOE | DE | 2013 | nrg_101a | 3.9565
Imports | 6000 | 6000-Electrical energy | KTOE | HU | 2010 | nrg_105a | 35.6297
Imports | 6000 | 6000-Electrical energy | KTOE | HR | 2009 | nrg_105a | 42.81
Imports | 6000 | 6000-Electrical energy | KTOE | LV | 2011 | nrg_105a | 14.4319
Imports | 6000 | 6000-Electrical energy | KTOE | LU | 2013 | nrg_105a | 24.6686
Imports | 6000 | 6000-Electrical energy | KTOE | IT | 2012 | nrg_105a | 163.4652
Imports | 6000 | 6000-Electrical energy | KTOE | MD | 2011 | nrg_105a | 2.399
Consumption in Oil and gas extraction | 6000 | 6000-Electrical energy | KTOE | NL | 2013 | nrg_105a | 9.7469
Consumption in Oil and gas extraction | 6000 | 6000-Electrical energy | KTOE | PT | 2014 | nrg_105a | 0.0083736
Consumption in Coal Mines | 6000 | 6000-Electrical energy | KTOE | IT | 2010 | nrg_105a | 0.14235
Consumption in Coke Ovens | 6000 | 6000-Electrical energy | KTOE | CZ | 2013 | nrg_105a | 0.42705
Consumption in Coke Ovens | 6000 | 6000-Electrical energy | KTOE | PL | 2013 | nrg_105a | 2.734
Consumption in BKB / PB Plants | 6000 | 6000-Electrical energy | KTOE | BG | 2011 | nrg_105a | 0.087923
Consumption in Pipeline transport | 6000 | 6000-Electrical energy | KTOE | BG | 2013 | nrg_105a | 0.10467
Primary production | 5520 | 5520-Wind power | KTOE | CZ | 2011 | nrg_107a | 1.4277
Primary production | 5520 | 5520-Wind power | KTOE | CY | 2010 | nrg_107a | 0.11304
Primary production | 5520 | 5520-Wind power | KTOE | DE | 2012 | nrg_107a | 182.4105
Primary production | 5520 | 5520-Wind power | KTOE | ES | 2009 | nrg_107a | 137.2224
Primary production | 5520 | 5520-Wind power | KTOE | FI | 2012 | nrg_107a | 1.7794
Primary production | 5520 | 5520-Wind power | KTOE | SE | 2011 | nrg_107a | 21.8802
Primary production | 5520 | 5520-Wind power | KTOE | UK | 2014 | nrg_107a | 115.2542
Transformation input in Coke Ovens | 0 | 0000-All products | KTOE | IT | 2009 | nrg_110a | 105.1599
Transformation input in Coke Ovens | 0 | 0000-All products | KTOE | SK | 2011 | nrg_110a | 60.897
Transformation output from Patent Fuel Plants | 0 | 0000-All products | KTOE | BG | 2014 | nrg_110a | 0.55684
Consumption in Oil and gas extraction | 0 | 0000-All products | KTOE | UA | 2011 | nrg_110a | 26.0126
Consumption in Coal Mines | 0 | 0000-All products | KTOE | IT | 2011 | nrg_110a | 0.15072
Consumption in Coal Mines | 0 | 0000-All products | KTOE | RS | 2011 | nrg_110a | 0.81224
Consumption in Coal Mines | 0 | 0000-All products | KTOE | SK | 2009 | nrg_110a | 0.55266
Consumption in Coal Mines | 0 | 0000-All products | KTOE | TR | 2013 | nrg_110a | 2.1018
Consumption in Coke Ovens | 0 | 0000-All products | KTOE | BE | 2011 | nrg_110a | 6.4435
Consumption in Coke Ovens | 0 | 0000-All products | KTOE | IT | 2013 | nrg_110a | 2.4032
Primary production | 0 | 0000-All products | KTOE | DK | 2014 | nrg_110a | 661.1711
Primary production | 0 | 0000-All products | KTOE | ES | 2013 | nrg_110a | 1447.6196
Primary production | 0 | 0000-All products | KTOE | SE | 2009 | nrg_110a | 1253.4233
Primary production | 0 | 0000-All products | KTOE | UK | 2012 | nrg_110a | 4898.355
Primary production | 0 | 0000-All products | KTOE | XK | 2011 | nrg_110a | 75.1572
Imports | 0 | 0000-All products | KTOE | DE | 2009 | nrg_110a | 9827.8724
Imports | 0 | 0000-All products | KTOE | LU | 2011 | nrg_110a | 195.825
Imports | 0 | 0000-All products | KTOE | SK | 2012 | nrg_110a | 621.4384
Consumption in BKB / PB Plants | 0 | 0000-All products | KTOE | DE | 2011 | nrg_110a | 33.6326
Transformation input in Gas Works | 0 | 0000-All products | KTOE | CZ | 2010 | nrg_110a | 19.791
Transformation input in Gas Works | 0 | 0000-All products | KTOE | ES | 2010 | nrg_110a | 2.3237
Transformation input in Gas Works | 0 | 0000-All products | KTOE | UA | 2013 | nrg_110a | 1.256
Consumption in Pipeline transport | 0 | 0000-All products | KTOE | BE | 2013 | nrg_110a | 2.2148
Imports | 2112 | 2112-Patent Fuels | KTOE | DE | 2009 | nrg_110a | 1.5826
Consumption in Coke Ovens | 4220 | 4220-Blast Furnace Gas | KTOE | AT | 2009 | nrg_110a | 2.9433
Consumption in Coke Ovens | 4220 | 4220-Blast Furnace Gas | KTOE | NL | 2009 | nrg_110a | 0.86248
Primary production | 5520 | 5520-Wind power | KTOE | BG | 2010 | nrg_110a | 2.4535
Primary production | 5520 | 5520-Wind power | KTOE | DE | 2010 | nrg_110a | 136.0543
Primary production | 5520 | 5520-Wind power | KTOE | EE | 2011 | nrg_110a | 1.323
Primary production | 5520 | 5520-Wind power | KTOE | DK | 2010 | nrg_110a | 28.1144
Primary production | 5520 | 5520-Wind power | KTOE | HU | 2013 | nrg_110a | 2.5833
Consumption in Coke Ovens | 6000 | 6000-Electrical energy | KTOE | NL | 2009 | nrg_110a | 0.23865
Consumption in BKB / PB Plants | 6000 | 6000-Electrical energy | KTOE | CZ | 2009 | nrg_110a | 0.037681
Consumption in BKB / PB Plants | 6000 | 6000-Electrical energy | KTOE | DE | 2009 | nrg_110a | 17.0989
Consumption in Gas Works | 6000 | 6000-Electrical energy | KTOE | PL | 2012 | nrg_110a | 0.21353
Imports | 6000 | 6000-Electrical energy | KTOE | LV | 2011 | nrg_110a | 14.4319
Imports | 6000 | 6000-Electrical energy | KTOE | MD | 2011 | nrg_110a | 2.399
Primary production | 2000 | 2000-Solid fuels | KTOE | IE | 2012 | nrg_110a | 13.2052
Primary production | 2000 | 2000-Solid fuels | KTOE | RO | 2010 | nrg_110a | 247.1677
Primary production | 2000 | 2000-Solid fuels | KTOE | SE | 2013 | nrg_110a | 7.8
Imports | 2000 | 2000-Solid fuels | KTOE | HU | 2014 | nrg_110a | 44.2628
Imports | 2000 | 2000-Solid fuels | KTOE | IT | 2014 | nrg_110a | 549.7185
Imports | 2000 | 2000-Solid fuels | KTOE | LT | 2013 | nrg_110a | 12.82
Imports | 2000 | 2000-Solid fuels | KTOE | SK | 2012 | nrg_110a | 134.0781
Transformation input in Coke Ovens | 2000 | 2000-Solid fuels | KTOE | FI | 2013 | nrg_110a | 35.9227
Transformation input in Coke Ovens | 2000 | 2000-Solid fuels | KTOE | IT | 2013 | nrg_110a | 89.1119
Transformation input in Coke Ovens | 2000 | 2000-Solid fuels | KTOE | UA | 2011 | nrg_110a | 803.3046
Transformation output from BKB / PB Plants | 2000 | 2000-Solid fuels | KTOE | LT | 2012 | nrg_110a | 0.10048
Transformation output from Coke Ovens | 2000 | 2000-Solid fuels | KTOE | SK | 2011 | nrg_110a | 48.4329
Imports | 3000 | 3000-Total petroleum products | KTOE | CZ | 2013 | nrg_110a | 419.8397
Imports | 3000 | 3000-Total petroleum products | KTOE | IS | 2011 | nrg_110a | 43.7437
Imports | 3000 | 3000-Total petroleum products | KTOE | FR | 2014 | nrg_110a | 4063.2601
Imports | 3000 | 3000-Total petroleum products | KTOE | HR | 2012 | nrg_110a | 169.3226
Imports | 3000 | 3000-Total petroleum products | KTOE | LV | 2012 | nrg_110a | 91.289
Imports | 3000 | 3000-Total petroleum products | KTOE | NL | 2009 | nrg_110a | 5670.5559
Imports | 3000 | 3000-Total petroleum products | KTOE | TR | 2011 | nrg_110a | 1547.3199
Primary production | 3000 | 3000-Total petroleum products | KTOE | CZ | 2014 | nrg_110a | 10.9443
Primary production | 3000 | 3000-Total petroleum products | KTOE | DE | 2010 | nrg_110a | 158.0098
Primary production | 3000 | 3000-Total petroleum products | KTOE | HU | 2010 | nrg_110a | 42.0104
Primary production | 3000 | 3000-Total petroleum products | KTOE | RS | 2011 | nrg_110a | 45.724
Consumption in Oil and gas extraction | 3000 | 3000-Total petroleum products | KTOE | PT | 2009 | nrg_110a | 0.13816
Consumption in Oil and gas extraction | 3000 | 3000-Total petroleum products | KTOE | PL | 2009 | nrg_110a | 0.38937
Consumption in Coal Mines | 3000 | 3000-Total petroleum products | KTOE | SK | 2009 | nrg_110a | 0.041868
Transformation output from Coke Ovens | 2000 | 2000-Solid fuels | KTOE | PL | 2011 | nrg_100a | 282.5127
Primary production | 3000 | 3000-Total petroleum products | KTOE | BG | 2011 | nrg_100a | 0.90016
Primary production | 3000 | 3000-Total petroleum products | KTOE | EL | 2009 | nrg_100a | 3.3829
Primary production | 2000 | 2000-Solid fuels | KTOE | CZ | 2009 | nrg_100a | 873.086
Primary production | 2000 | 2000-Solid fuels | KTOE | ES | 2009 | nrg_100a | 159.5548
Primary production | 2000 | 2000-Solid fuels | KTOE | SE | 2009 | nrg_100a | 8.7755
Imports | 2000 | 2000-Solid fuels | KTOE | LU | 2009 | nrg_100a | 2.7758
Imports | 2000 | 2000-Solid fuels | KTOE | NL | 2011 | nrg_100a | 628.0661
Transformation input in Gas Works | 2000 | 2000-Solid fuels | KTOE | UA | 2013 | nrg_100a | 1.256
Transformation input in Coke Ovens | 2000 | 2000-Solid fuels | KTOE | IT | 2009 | nrg_100a | 105.1599
Transformation input in Coke Ovens | 2000 | 2000-Solid fuels | KTOE | SK | 2011 | nrg_100a | 60.897
Transformation input in Coke Ovens | 2000 | 2000-Solid fuels | KTOE | UK | 2014 | nrg_100a | 150.5029
Transformation output from BKB / PB Plants | 2000 | 2000-Solid fuels | KTOE | LT | 2014 | nrg_100a | 0.12142
Transformation output from BKB / PB Plants | 2000 | 2000-Solid fuels | KTOE | UA | 2010 | nrg_100a | 4.8986
Consumption in Coal Mines | 2000 | 2000-Solid fuels | KTOE | PL | 2014 | nrg_100a | 0.8248
Transformation input in Gas Works | 3000 | 3000-Total petroleum products | KTOE | HR | 2009 | nrg_100a | 0.09211
Transformation input in Gas Works | 3000 | 3000-Total petroleum products | KTOE | SE | 2009 | nrg_100a | 0.57359
Imports | 3000 | 3000-Total petroleum products | KTOE | FR | 2014 | nrg_100a | 4063.2601
Imports | 3000 | 3000-Total petroleum products | KTOE | HU | 2013 | nrg_100a | 298.1881
Imports | 3000 | 3000-Total petroleum products | KTOE | IS | 2010 | nrg_100a | 42.0606
Imports | 3000 | 3000-Total petroleum products | KTOE | LV | 2011 | nrg_100a | 88.4922
Imports | 3000 | 3000-Total petroleum products | KTOE | TR | 2014 | nrg_100a | 1706.2675
Consumption in Oil and gas extraction | 3000 | 3000-Total petroleum products | KTOE | UK | 2012 | nrg_100a | 26.5443
Transformation output from Coke Ovens | 2000 | 2000-Solid fuels | KTOE | UK | 2011 | nrg_101a | 121.5805
Transformation output from BKB / PB Plants | 2000 | 2000-Solid fuels | KTOE | FI | 2009 | nrg_101a | 0.84155
Transformation input in Coke Ovens | 2000 | 2000-Solid fuels | KTOE | BE | 2012 | nrg_101a | 72.3353
Transformation input in BKB / PB Plants | 2000 | 2000-Solid fuels | KTOE | LT | 2012 | nrg_101a | 0.083736
Primary production | 2000 | 2000-Solid fuels | KTOE | IT | 2009 | nrg_101a | 1.9134
Imports | 2000 | 2000-Solid fuels | KTOE | AT | 2013 | nrg_101a | 130.9715
Imports | 2000 | 2000-Solid fuels | KTOE | BG | 2012 | nrg_101a | 65.0712
Imports | 2000 | 2000-Solid fuels | KTOE | FI | 2010 | nrg_101a | 166.8189
Imports | 2000 | 2000-Solid fuels | KTOE | SK | 2009 | nrg_101a | 141.6185
Consumption in Coal Mines | 2000 | 2000-Solid fuels | KTOE | UA | 2011 | nrg_101a | 1.905
Imports | 3000 | 3000-Total petroleum products | KTOE | BE | 2012 | nrg_102a | 2270.0076
Imports | 3000 | 3000-Total petroleum products | KTOE | XK | 2011 | nrg_102a | 26.4396
Consumption in Coal Mines | 3000 | 3000-Total petroleum products | KTOE | CZ | 2014 | nrg_102a | 0.68664
Consumption in Coal Mines | 3000 | 3000-Total petroleum products | KTOE | UA | 2012 | nrg_102a | 1.3984
Consumption in Coke Ovens | 2000 | 2000-Solid fuels | KTOE | ES | 2013 | nrg_110a | 1.3188
Imports | 2000 | 2000-Solid fuels | KTOE | SE | 2011 | nrg_110a | 99.2397
Imports | 2000 | 2000-Solid fuels | KTOE | SI | 2010 | nrg_110a | 11.6895
Imports | 2000 | 2000-Solid fuels | KTOE | XK | 2010 | nrg_110a | 1.2309
Transformation input in BKB / PB Plants | 2000 | 2000-Solid fuels | KTOE | UA | 2010 | nrg_110a | 3.7765
Transformation output from BKB / PB Plants | 2000 | 2000-Solid fuels | KTOE | DE | 2013 | nrg_110a | 139.4581
Transformation output from BKB / PB Plants | 2000 | 2000-Solid fuels | KTOE | BG | 2009 | nrg_110a | 33.44
Transformation output from BKB / PB Plants | 2000 | 2000-Solid fuels | KTOE | IE | 2011 | nrg_110a | 3.8393
Imports | 3000 | 3000-Total petroleum products | KTOE | FI | 2014 | nrg_110a | 747.1931
Imports | 3000 | 3000-Total petroleum products | KTOE | UK | 2009 | nrg_110a | 3289.7279
Consumption in Oil and gas extraction | 3000 | 3000-Total petroleum products | KTOE | AL | 2013 | nrg_110a | 0.14235
Consumption in Coal Mines | 3000 | 3000-Total petroleum products | KTOE | BG | 2009 | nrg_110a | 0.046055
Consumption in Coal Mines | 3000 | 3000-Total petroleum products | KTOE | DE | 2009 | nrg_110a | 0.33913
Consumption in Coal Mines | 3000 | 3000-Total petroleum products | KTOE | CZ | 2011 | nrg_110a | 0.6029
Transformation output from Coke Ovens | 2000 | 2000-Solid fuels | KTOE | EE | 2009 | nrg_100a | 0.51498
Primary production | 3000 | 3000-Total petroleum products | KTOE | IT | 2009 | nrg_100a | 208.4943
Primary production | 3000 | 3000-Total petroleum products | KTOE | NO | 2010 | nrg_100a | 4179.4731
Primary production | 2000 | 2000-Solid fuels | KTOE | LV | 2012 | nrg_100a | 0.09211
Imports | 2000 | 2000-Solid fuels | KTOE | XK | 2013 | nrg_100a | 0.49823
Transformation input in BKB / PB Plants | 2000 | 2000-Solid fuels | KTOE | BG | 2014 | nrg_100a | 50.3798
Transformation input in BKB / PB Plants | 2000 | 2000-Solid fuels | KTOE | IE | 2010 | nrg_100a | 4.7939
Transformation output from BKB / PB Plants | 2000 | 2000-Solid fuels | KTOE | DE | 2009 | nrg_100a | 115.0407
Transformation output from BKB / PB Plants | 2000 | 2000-Solid fuels | KTOE | IE | 2013 | nrg_100a | 4.7981
Consumption in Coal Mines | 2000 | 2000-Solid fuels | KTOE | CZ | 2009 | nrg_100a | 0.050242
Imports | 3000 | 3000-Total petroleum products | KTOE | AT | 2013 | nrg_100a | 572.6914
Imports | 3000 | 3000-Total petroleum products | KTOE | SI | 2011 | nrg_100a | 139.3493
Imports | 3000 | 3000-Total petroleum products | KTOE | UA | 2011 | nrg_100a | 563.6563
Imports | 3000 | 3000-Total petroleum products | KTOE | UK | 2009 | nrg_100a | 3289.7279
Consumption in Coal Mines | 3000 | 3000-Total petroleum products | KTOE | UA | 2011 | nrg_100a | 1.5742
Imports | 3000 | 3000-Total petroleum products | KTOE | HU | 2011 | nrg_102a | 313.8467
Imports | 3000 | 3000-Total petroleum products | KTOE | LU | 2012 | nrg_102a | 119.3657
Imports | 3000 | 3000-Total petroleum products | KTOE | NL | 2014 | nrg_102a | 5889.3664
Consumption in Coal Mines | 3000 | 3000-Total petroleum products | KTOE | PL | 2013 | nrg_102a | 1.03
Consumption in Coke Ovens | 3000 | 3000-Total petroleum products | KTOE | BE | 2012 | nrg_102a | 0.041868
Consumption in Coal Mines | 2000 | 2000-Solid fuels | KTOE | TR | 2010 | nrg_110a | 2.1018
Consumption in Coal Mines | 2000 | 2000-Solid fuels | KTOE | SK | 2010 | nrg_110a | 0.020934
Consumption in Coke Ovens | 2000 | 2000-Solid fuels | KTOE | IT | 2014 | nrg_110a | 0.18422
Primary production | 2000 | 2000-Solid fuels | KTOE | BG | 2013 | nrg_110a | 200.2253
Primary production | 2000 | 2000-Solid fuels | KTOE | HU | 2010 | nrg_110a | 66.7083
Imports | 2000 | 2000-Solid fuels | KTOE | CZ | 2014 | nrg_110a | 119.8011
Imports | 2000 | 2000-Solid fuels | KTOE | DE | 2009 | nrg_110a | 1105.1394
Imports | 2000 | 2000-Solid fuels | KTOE | HR | 2013 | nrg_110a | 31.3968
Imports | 2000 | 2000-Solid fuels | KTOE | IS | 2012 | nrg_110a | 4.1407
Imports | 2000 | 2000-Solid fuels | KTOE | NL | 2014 | nrg_110a | 1200.3556
Imports | 2000 | 2000-Solid fuels | KTOE | MD | 2014 | nrg_110a | 3.5797
Imports | 2000 | 2000-Solid fuels | KTOE | TR | 2012 | nrg_110a | 814.9481
Transformation input in Coke Ovens | 2000 | 2000-Solid fuels | KTOE | FR | 2012 | nrg_110a | 137.3103
Transformation input in Coke Ovens | 2000 | 2000-Solid fuels | KTOE | NL | 2009 | nrg_110a | 71.2175
Transformation input in Coke Ovens | 2000 | 2000-Solid fuels | KTOE | PL | 2009 | nrg_110a | 276.6009
Transformation input in Coke Ovens | 2000 | 2000-Solid fuels | KTOE | TR | 2012 | nrg_110a | 155.7699
Transformation input in Coke Ovens | 2000 | 2000-Solid fuels | KTOE | UK | 2009 | nrg_110a | 153.015
Transformation output from Patent Fuel Plants | 2000 | 2000-Solid fuels | KTOE | HU | 2009 | nrg_110a | 0.26377
Transformation output from Patent Fuel Plants | 2000 | 2000-Solid fuels | KTOE | BG | 2014 | nrg_110a | 0.55684
Consumption in BKB / PB Plants | 2000 | 2000-Solid fuels | KTOE | DE | 2010 | nrg_110a | 10.3916
Imports | 3000 | 3000-Total petroleum products | KTOE | IE | 2009 | nrg_110a | 370.1341
Imports | 3000 | 3000-Total petroleum products | KTOE | LU | 2013 | nrg_110a | 117.155
Imports | 3000 | 3000-Total petroleum products | KTOE | LT | 2010 | nrg_110a | 427.6942
Imports | 3000 | 3000-Total petroleum products | KTOE | IT | 2013 | nrg_110a | 3307.5971
Imports | 3000 | 3000-Total petroleum products | KTOE | SK | 2009 | nrg_110a | 287.382
Primary production | 3000 | 3000-Total petroleum products | KTOE | BG | 2014 | nrg_110a | 1.0551
Primary production | 3000 | 3000-Total petroleum products | KTOE | ES | 2014 | nrg_110a | 12.7153
Primary production | 3000 | 3000-Total petroleum products | KTOE | DK | 2009 | nrg_110a | 535.5838
Transformation input in Gas Works | 3000 | 3000-Total petroleum products | KTOE | ES | 2010 | nrg_110a | 2.3237
Consumption in Oil and gas extraction | 3000 | 3000-Total petroleum products | KTOE | RO | 2013 | nrg_110a | 3.2322
Consumption in Coal Mines | 3000 | 3000-Total petroleum products | KTOE | PL | 2013 | nrg_110a | 1.03
Consumption in Coal Mines | 3000 | 3000-Total petroleum products | KTOE | SK | 2012 | nrg_110a | 0.041868
Consumption in Coke Ovens | 3000 | 3000-Total petroleum products | KTOE | BE | 2014 | nrg_110a | 0.041868
Primary production | 3000 | 3000-Total petroleum products | KTOE | CZ | 2011 | nrg_100a | 13.9755
Primary production | 3000 | 3000-Total petroleum products | KTOE | FI | 2010 | nrg_100a | 2.847
Primary production | 3000 | 3000-Total petroleum products | KTOE | HU | 2010 | nrg_100a | 42.0104
Primary production | 3000 | 3000-Total petroleum products | KTOE | RS | 2011 | nrg_100a | 45.724
Primary production | 3000 | 3000-Total petroleum products | KTOE | UK | 2010 | nrg_100a | 2664.8228
Primary production | 2000 | 2000-Solid fuels | KTOE | BG | 2011 | nrg_100a | 259.8705
Primary production | 2000 | 2000-Solid fuels | KTOE | IE | 2014 | nrg_100a | 40.6622
Primary production | 2000 | 2000-Solid fuels | KTOE | IT | 2013 | nrg_100a | 1.9427
Imports | 2000 | 2000-Solid fuels | KTOE | DE | 2014 | nrg_100a | 1556.1247
Imports | 2000 | 2000-Solid fuels | KTOE | IT | 2013 | nrg_100a | 551.8956
Imports | 2000 | 2000-Solid fuels | KTOE | LV | 2010 | nrg_100a | 4.8064
Imports | 2000 | 2000-Solid fuels | KTOE | MD | 2010 | nrg_100a | 4.4631
Transformation input in Coke Ovens | 2000 | 2000-Solid fuels | KTOE | FR | 2012 | nrg_100a | 137.3103
Transformation input in Coke Ovens | 2000 | 2000-Solid fuels | KTOE | UA | 2011 | nrg_100a | 803.3046
Consumption in Coke Ovens | 2000 | 2000-Solid fuels | KTOE | PL | 2014 | nrg_100a | 1.8841
Consumption in BKB / PB Plants | 2000 | 2000-Solid fuels | KTOE | DE | 2014 | nrg_100a | 9.5878
Imports | 3000 | 3000-Total petroleum products | KTOE | CZ | 2014 | nrg_100a | 454.586
Imports | 3000 | 3000-Total petroleum products | KTOE | NL | 2013 | nrg_100a | 6009.2931
Imports | 3000 | 3000-Total petroleum products | KTOE | SK | 2010 | nrg_100a | 280.277
Consumption in Oil and gas extraction | 3000 | 3000-Total petroleum products | KTOE | NO | 2010 | nrg_100a | 8.6248
Consumption in Oil and gas extraction | 3000 | 3000-Total petroleum products | KTOE | NL | 2014 | nrg_100a | 0.17166
Consumption in Coal Mines | 3000 | 3000-Total petroleum products | KTOE | NO | 2009 | nrg_100a | 0.12979
Consumption in Coal Mines | 3000 | 3000-Total petroleum products | KTOE | PL | 2011 | nrg_100a | 0.93784
Transformation output from Coke Ovens | 2000 | 2000-Solid fuels | KTOE | AT | 2014 | nrg_101a | 39.5904
Transformation output from Coke Ovens | 2000 | 2000-Solid fuels | KTOE | BE | 2010 | nrg_101a | 57.7862
Transformation output from BKB / PB Plants | 2000 | 2000-Solid fuels | KTOE | EE | 2010 | nrg_101a | 1.6789
Transformation input in BKB / PB Plants | 2000 | 2000-Solid fuels | KTOE | BG | 2011 | nrg_101a | 25.7739
Primary production | 2000 | 2000-Solid fuels | KTOE | MK | 2012 | nrg_101a | 52.155
Imports | 2000 | 2000-Solid fuels | KTOE | BE | 2013 | nrg_101a | 159.919
Imports | 2000 | 2000-Solid fuels | KTOE | SI | 2012 | nrg_101a | 12.5562
Consumption in Coal Mines | 2000 | 2000-Solid fuels | KTOE | BG | 2012 | nrg_101a | 0.058615
Imports | 3000 | 3000-Total petroleum products | KTOE | SE | 2010 | nrg_102a | 1169.7584
Imports | 3000 | 3000-Total petroleum products | KTOE | SI | 2009 | nrg_102a | 129.929
Consumption in Coke Ovens | 3000 | 3000-Total petroleum products | KTOE | UA | 2009 | nrg_102a | 0.33913
Consumption in Coal Mines | 2000 | 2000-Solid fuels | KTOE | BG | 2014 | nrg_110a | 0.054428
Consumption in Coal Mines | 2000 | 2000-Solid fuels | KTOE | UK | 2014 | nrg_110a | 0.025121
Primary production | 2000 | 2000-Solid fuels | KTOE | IT | 2012 | nrg_110a | 2.1269
Primary production | 2000 | 2000-Solid fuels | KTOE | LT | 2013 | nrg_110a | 0.9839
Primary production | 2000 | 2000-Solid fuels | KTOE | MK | 2009 | nrg_110a | 54.1521
Imports | 2000 | 2000-Solid fuels | KTOE | UK | 2010 | nrg_110a | 707.7534
Transformation input in BKB / PB Plants | 2000 | 2000-Solid fuels | KTOE | BG | 2013 | nrg_110a | 42.9314
Transformation input in Coke Ovens | 2000 | 2000-Solid fuels | KTOE | CZ | 2011 | nrg_110a | 99.1979
Transformation output from BKB / PB Plants | 2000 | 2000-Solid fuels | KTOE | FI | 2012 | nrg_110a | 0.56103
Transformation output from Coke Ovens | 2000 | 2000-Solid fuels | KTOE | AT | 2010 | nrg_110a | 40.7041
Transformation output from Coke Ovens | 2000 | 2000-Solid fuels | KTOE | EE | 2014 | nrg_110a | 0.71176
Transformation output from Coke Ovens | 2000 | 2000-Solid fuels | KTOE | UA | 2014 | nrg_110a | 424.5834
Transformation output from Coke Ovens | 2000 | 2000-Solid fuels | KTOE | UK | 2010 | nrg_110a | 120.8771
Imports | 3000 | 3000-Total petroleum products | KTOE | DK | 2012 | nrg_110a | 416.7959
Imports | 3000 | 3000-Total petroleum products | KTOE | UA | 2014 | nrg_110a | 346.0265
Imports | 3000 | 3000-Total petroleum products | KTOE | XK | 2013 | nrg_110a | 22.1105
Primary production | 3000 | 3000-Total petroleum products | KTOE | IT | 2012 | nrg_110a | 239.5059
Primary production | 3000 | 3000-Total petroleum products | KTOE | NL | 2009 | nrg_110a | 76.8487
Primary production | 3000 | 3000-Total petroleum products | KTOE | LT | 2011 | nrg_110a | 4.8525
Consumption in Coal Mines | 3000 | 3000-Total petroleum products | KTOE | UA | 2010 | nrg_110a | 1.1514
Transformation output from Coke Ovens | 2000 | 2000-Solid fuels | KTOE | AT | 2012 | nrg_100a | 39.2471
Transformation output from Coke Ovens | 2000 | 2000-Solid fuels | KTOE | DE | 2014 | nrg_100a | 249.9436
Primary production | 3000 | 3000-Total petroleum products | KTOE | LT | 2011 | nrg_100a | 4.8525
Primary production | 2000 | 2000-Solid fuels | KTOE | LT | 2014 | nrg_100a | 1.1723
Imports | 2000 | 2000-Solid fuels | KTOE | SE | 2012 | nrg_100a | 72.4609
Imports | 2000 | 2000-Solid fuels | KTOE | UK | 2012 | nrg_100a | 1161.2215
Transformation input in Coke Ovens | 2000 | 2000-Solid fuels | KTOE | BE | 2013 | nrg_100a | 66.4864
Transformation input in BKB / PB Plants | 2000 | 2000-Solid fuels | KTOE | LT | 2013 | nrg_100a | 0.11723
Transformation input in BKB / PB Plants | 2000 | 2000-Solid fuels | KTOE | UA | 2013 | nrg_100a | 3.1401
Consumption in Coke Ovens | 2000 | 2000-Solid fuels | KTOE | ES | 2014 | nrg_100a | 1.2519
Transformation output from BKB / PB Plants | 2000 | 2000-Solid fuels | KTOE | BG | 2014 | nrg_100a | 27.838
Transformation output from BKB / PB Plants | 2000 | 2000-Solid fuels | KTOE | FI | 2014 | nrg_100a | 0.18003
Consumption in Coal Mines | 2000 | 2000-Solid fuels | KTOE | DE | 2014 | nrg_100a | 0.041868
Consumption in Coal Mines | 2000 | 2000-Solid fuels | KTOE | UA | 2011 | nrg_100a | 1.905
Imports | 3000 | 3000-Total petroleum products | KTOE | BE | 2009 | nrg_100a | 2247.2607
Imports | 3000 | 3000-Total petroleum products | KTOE | DE | 2009 | nrg_102a | 5463.4684
Imports | 3000 | 3000-Total petroleum products | KTOE | HR | 2011 | nrg_102a | 191.9732
Imports | 3000 | 3000-Total petroleum products | KTOE | MD | 2014 | nrg_102a | 33.8377
Imports | 3000 | 3000-Total petroleum products | KTOE | TR | 2013 | nrg_102a | 1709.9561
Imports | 3000 | 3000-Total petroleum products | KTOE | SK | 2012 | nrg_102a | 271.828
Transformation input in Gas Works | 3000 | 3000-Total petroleum products | KTOE | ES | 2010 | nrg_102a | 2.3237
Consumption in Oil and gas extraction | 3000 | 3000-Total petroleum products | KTOE | PL | 2012 | nrg_102a | 0.21771
Consumption in Coal Mines | 2000 | 2000-Solid fuels | KTOE | DE | 2009 | nrg_110a | 0.35588
Consumption in Coke Ovens | 2000 | 2000-Solid fuels | KTOE | PL | 2012 | nrg_110a | 1.8464
Primary production | 2000 | 2000-Solid fuels | KTOE | DE | 2009 | nrg_110a | 1942.0304
Primary production | 2000 | 2000-Solid fuels | KTOE | CZ | 2013 | nrg_110a | 739.9583
Primary production | 2000 | 2000-Solid fuels | KTOE | EL | 2010 | nrg_110a | 306.2812
Primary production | 2000 | 2000-Solid fuels | KTOE | ES | 2012 | nrg_110a | 103.0246
Primary production | 2000 | 2000-Solid fuels | KTOE | IE | 2011 | nrg_110a | 31.8322
Primary production | 2000 | 2000-Solid fuels | KTOE | RO | 2009 | nrg_110a | 274.876
Primary production | 2000 | 2000-Solid fuels | KTOE | SE | 2012 | nrg_110a | 5.8992
Imports | 2000 | 2000-Solid fuels | KTOE | HU | 2013 | nrg_110a | 43.3627
Imports | 2000 | 2000-Solid fuels | KTOE | LT | 2012 | nrg_110a | 10.1237
Imports | 2000 | 2000-Solid fuels | KTOE | IT | 2013 | nrg_110a | 551.8956
Imports | 2000 | 2000-Solid fuels | KTOE | SK | 2011 | nrg_110a | 133.8981
Transformation input in BKB / PB Plants | 2000 | 2000-Solid fuels | KTOE | FI | 2014 | nrg_110a | 0.1591
Transformation input in Coke Ovens | 2000 | 2000-Solid fuels | KTOE | FI | 2012 | nrg_110a | 36.0693
Transformation input in Coke Ovens | 2000 | 2000-Solid fuels | KTOE | IT | 2012 | nrg_110a | 154.9828
Transformation input in Coke Ovens | 2000 | 2000-Solid fuels | KTOE | SK | 2014 | nrg_110a | 60.1392
Transformation input in Coke Ovens | 2000 | 2000-Solid fuels | KTOE | UA | 2010 | nrg_110a | 770.0153
Transformation input in Gas Works | 2000 | 2000-Solid fuels | KTOE | CZ | 2014 | nrg_110a | 20.5111
Transformation output from BKB / PB Plants | 2000 | 2000-Solid fuels | KTOE | LT | 2011 | nrg_110a | 0.13816
Transformation output from Coke Ovens | 2000 | 2000-Solid fuels | KTOE | SK | 2010 | nrg_110a | 49.4001
Imports | 3000 | 3000-Total petroleum products | KTOE | CZ | 2012 | nrg_110a | 426.4507
Imports | 3000 | 3000-Total petroleum products | KTOE | IS | 2010 | nrg_110a | 42.0606
Imports | 3000 | 3000-Total petroleum products | KTOE | FR | 2013 | nrg_110a | 4139.0872
Imports | 3000 | 3000-Total petroleum products | KTOE | HR | 2011 | nrg_110a | 191.9732
Imports | 3000 | 3000-Total petroleum products | KTOE | MD | 2014 | nrg_110a | 33.8377
Imports | 3000 | 3000-Total petroleum products | KTOE | LV | 2011 | nrg_110a | 88.4922
Imports | 3000 | 3000-Total petroleum products | KTOE | TR | 2010 | nrg_110a | 1514.7131
Primary production | 3000 | 3000-Total petroleum products | KTOE | DE | 2009 | nrg_110a | 188.2218
Primary production | 3000 | 3000-Total petroleum products | KTOE | CZ | 2013 | nrg_110a | 10.7517
Primary production | 3000 | 3000-Total petroleum products | KTOE | HU | 2009 | nrg_110a | 49.4838
Primary production | 3000 | 3000-Total petroleum products | KTOE | RS | 2010 | nrg_110a | 38.1836
Consumption in Oil and gas extraction | 3000 | 3000-Total petroleum products | KTOE | NO | 2014 | nrg_110a | 10.601
Transformation output from Coke Ovens | 2000 | 2000-Solid fuels | KTOE | NL | 2014 | nrg_100a | 60.784
Transformation output from Coke Ovens | 2000 | 2000-Solid fuels | KTOE | PL | 2010 | nrg_100a | 297.0283
Primary production | 3000 | 3000-Total petroleum products | KTOE | BG | 2010 | nrg_100a | 0.9504
Imports | 2000 | 2000-Solid fuels | KTOE | NL | 2010 | nrg_100a | 534.8804
Transformation input in Gas Works | 2000 | 2000-Solid fuels | KTOE | UA | 2012 | nrg_100a | 1.3984
Transformation input in Coke Ovens | 2000 | 2000-Solid fuels | KTOE | FI | 2014 | nrg_100a | 36.3037
Transformation input in Coke Ovens | 2000 | 2000-Solid fuels | KTOE | SK | 2010 | nrg_100a | 62.9527
Transformation input in Coke Ovens | 2000 | 2000-Solid fuels | KTOE | UK | 2013 | nrg_100a | 159.9106
Transformation output from Coke Ovens | 2000 | 2000-Solid fuels | KTOE | SE | 2014 | nrg_100a | 31.7192
Transformation output from BKB / PB Plants | 2000 | 2000-Solid fuels | KTOE | LT | 2013 | nrg_100a | 0.13816
Transformation output from BKB / PB Plants | 2000 | 2000-Solid fuels | KTOE | UA | 2009 | nrg_100a | 3.9816
Consumption in Coal Mines | 2000 | 2000-Solid fuels | KTOE | PL | 2013 | nrg_100a | 0.80805
Imports | 3000 | 3000-Total petroleum products | KTOE | FR | 2013 | nrg_100a | 4139.0872
Imports | 3000 | 3000-Total petroleum products | KTOE | HU | 2012 | nrg_100a | 291.4473
Imports | 3000 | 3000-Total petroleum products | KTOE | IS | 2009 | nrg_100a | 45.9753
Imports | 3000 | 3000-Total petroleum products | KTOE | LV | 2010 | nrg_100a | 81.1109
Imports | 3000 | 3000-Total petroleum products | KTOE | TR | 2013 | nrg_100a | 1709.9561
Consumption in Oil and gas extraction | 3000 | 3000-Total petroleum products | KTOE | PT | 2011 | nrg_100a | 0.09211
Consumption in Oil and gas extraction | 3000 | 3000-Total petroleum products | KTOE | PL | 2014 | nrg_100a | 0.17166
Consumption in Oil and gas extraction | 3000 | 3000-Total petroleum products | KTOE | UA | 2009 | nrg_100a | 1.4905
Consumption in Oil and gas extraction | 3000 | 3000-Total petroleum products | KTOE | UK | 2011 | nrg_100a | 23.5968
Consumption in Coal Mines | 3000 | 3000-Total petroleum products | KTOE | SK | 2014 | nrg_100a | 0.041868
Transformation output from Coke Ovens | 2000 | 2000-Solid fuels | KTOE | UA | 2014 | nrg_101a | 424.5834
Transformation output from Coke Ovens | 2000 | 2000-Solid fuels | KTOE | UK | 2010 | nrg_101a | 120.8771
Transformation output from BKB / PB Plants | 2000 | 2000-Solid fuels | KTOE | BG | 2014 | nrg_101a | 27.838
Transformation input in Coke Ovens | 2000 | 2000-Solid fuels | KTOE | BE | 2011 | nrg_101a | 75.4671
Transformation input in BKB / PB Plants | 2000 | 2000-Solid fuels | KTOE | LT | 2011 | nrg_101a | 0.11723
Imports | 2000 | 2000-Solid fuels | KTOE | AT | 2012 | nrg_101a | 139.7135
Imports | 2000 | 2000-Solid fuels | KTOE | BG | 2011 | nrg_101a | 85.5196
Imports | 2000 | 2000-Solid fuels | KTOE | FI | 2009 | nrg_101a | 161.9873
Imports | 2000 | 2000-Solid fuels | KTOE | XK | 2014 | nrg_101a | 0.3475
Consumption in Coal Mines | 2000 | 2000-Solid fuels | KTOE | UA | 2010 | nrg_101a | 2.2064
Imports | 3000 | 3000-Total petroleum products | KTOE | BE | 2011 | nrg_102a | 2245.3892
Imports | 3000 | 3000-Total petroleum products | KTOE | XK | 2010 | nrg_102a | 23.0986
Consumption in Oil and gas extraction | 3000 | 3000-Total petroleum products | KTOE | AL | 2014 | nrg_102a | 0.14235
Consumption in Oil and gas extraction | 3000 | 3000-Total petroleum products | KTOE | CY | 2014 | nrg_102a | 0.087923
Consumption in Coal Mines | 3000 | 3000-Total petroleum products | KTOE | CZ | 2013 | nrg_102a | 0.68664
Consumption in Coal Mines | 3000 | 3000-Total petroleum products | KTOE | UA | 2011 | nrg_102a | 1.5742
Consumption in Coke Ovens | 2000 | 2000-Solid fuels | KTOE | ES | 2012 | nrg_110a | 14.5408
Consumption in Coke Ovens | 2000 | 2000-Solid fuels | KTOE | FR | 2009 | nrg_110a | 0.11304
Imports | 2000 | 2000-Solid fuels | KTOE | DK | 2014 | nrg_110a | 106.2861
Imports | 2000 | 2000-Solid fuels | KTOE | SI | 2009 | nrg_110a | 10.7768
Imports | 2000 | 2000-Solid fuels | KTOE | SE | 2010 | nrg_110a | 107.6426
Imports | 2000 | 2000-Solid fuels | KTOE | XK | 2009 | nrg_110a | 0.28889
Transformation input in BKB / PB Plants | 2000 | 2000-Solid fuels | KTOE | UA | 2009 | nrg_110a | 3.3578
Transformation output from BKB / PB Plants | 2000 | 2000-Solid fuels | KTOE | DE | 2012 | nrg_110a | 135.7193
Transformation output from BKB / PB Plants | 2000 | 2000-Solid fuels | KTOE | EE | 2014 | nrg_110a | 1.2393
Transformation output from BKB / PB Plants | 2000 | 2000-Solid fuels | KTOE | IE | 2010 | nrg_110a | 4.7604
Imports | 3000 | 3000-Total petroleum products | KTOE | FI | 2013 | nrg_110a | 766.1007
Consumption in Oil and gas extraction | 3000 | 3000-Total petroleum products | KTOE | AL | 2012 | nrg_110a | 0.762
Consumption in Coal Mines | 3000 | 3000-Total petroleum products | KTOE | CZ | 2010 | nrg_110a | 0.6029
Transformation output from Coke Ovens | 2000 | 2000-Solid fuels | KTOE | CZ | 2014 | nrg_100a | 79.8255
Primary production | 3000 | 3000-Total petroleum products | KTOE | NO | 2009 | nrg_100a | 4646.9586
Primary production | 2000 | 2000-Solid fuels | KTOE | LV | 2011 | nrg_100a | 0.0083736
Imports | 2000 | 2000-Solid fuels | KTOE | XK | 2012 | nrg_100a | 2.1269
Transformation input in BKB / PB Plants | 2000 | 2000-Solid fuels | KTOE | BG | 2013 | nrg_100a | 42.9314
Transformation input in BKB / PB Plants | 2000 | 2000-Solid fuels | KTOE | IE | 2009 | nrg_100a | 4.7478
Transformation output from Coke Ovens | 2000 | 2000-Solid fuels | KTOE | UK | 2014 | nrg_100a | 109.3173
Transformation output from BKB / PB Plants | 2000 | 2000-Solid fuels | KTOE | IE | 2012 | nrg_100a | 3.9398
Imports | 3000 | 3000-Total petroleum products | KTOE | AT | 2012 | nrg_100a | 560.8972
Imports | 3000 | 3000-Total petroleum products | KTOE | SI | 2010 | nrg_100a | 137.4778
Imports | 3000 | 3000-Total petroleum products | KTOE | UA | 2010 | nrg_100a | 587.5964
Consumption in Coal Mines | 3000 | 3000-Total petroleum products | KTOE | UA | 2010 | nrg_100a | 1.1514
Imports | 3000 | 3000-Total petroleum products | KTOE | MD | 2010 | nrg_102a | 31.4052
Imports | 3000 | 3000-Total petroleum products | KTOE | MT | 2012 | nrg_102a | 91.6784
Imports | 3000 | 3000-Total petroleum products | KTOE | TR | 2009 | nrg_102a | 1392.8604
Transformation input in Gas Works | 3000 | 3000-Total petroleum products | KTOE | SE | 2009 | nrg_102a | 0.57359
Consumption in Oil and gas extraction | 3000 | 3000-Total petroleum products | KTOE | NL | 2013 | nrg_102a | 0.17166
Consumption in Oil and gas extraction | 3000 | 3000-Total petroleum products | KTOE | NO | 2012 | nrg_102a | 8.9639
Consumption in Coal Mines | 2000 | 2000-Solid fuels | KTOE | PL | 2013 | nrg_110a | 0.80805
Primary production | 2000 | 2000-Solid fuels | KTOE | CZ | 2009 | nrg_110a | 873.086
Primary production | 2000 | 2000-Solid fuels | KTOE | UK | 2014 | nrg_110a | 284.3968
Imports | 2000 | 2000-Solid fuels | KTOE | HU | 2009 | nrg_110a | 46.373
Imports | 2000 | 2000-Solid fuels | KTOE | IT | 2009 | nrg_110a | 511.9661
Imports | 2000 | 2000-Solid fuels | KTOE | LU | 2011 | nrg_110a | 2.4158
Transformation input in Coke Ovens | 2000 | 2000-Solid fuels | KTOE | SK | 2010 | nrg_110a | 62.9527
Transformation input in Gas Works | 2000 | 2000-Solid fuels | KTOE | CZ | 2010 | nrg_110a | 19.791
Transformation input in Gas Works | 2000 | 2000-Solid fuels | KTOE | UA | 2013 | nrg_110a | 1.256
Consumption in BKB / PB Plants | 2000 | 2000-Solid fuels | KTOE | UA | 2012 | nrg_110a | 0.35169
Imports | 3000 | 3000-Total petroleum products | KTOE | HU | 2013 | nrg_110a | 298.1881
Imports | 3000 | 3000-Total petroleum products | KTOE | FR | 2009 | nrg_110a | 4700.1435
Imports | 3000 | 3000-Total petroleum products | KTOE | MD | 2010 | nrg_110a | 31.4052
Imports | 3000 | 3000-Total petroleum products | KTOE | MT | 2014 | nrg_110a | 93.956
Primary production | 3000 | 3000-Total petroleum products | KTOE | CZ | 2009 | nrg_110a | 12.8828
Primary production | 3000 | 3000-Total petroleum products | KTOE | EL | 2014 | nrg_110a | 2.7256
Primary production | 3000 | 3000-Total petroleum products | KTOE | UK | 2009 | nrg_110a | 2942.0309
Consumption in Oil and gas extraction | 3000 | 3000-Total petroleum products | KTOE | NL | 2014 | nrg_110a | 0.17166
Consumption in Oil and gas extraction | 3000 | 3000-Total petroleum products | KTOE | NO | 2010 | nrg_110a | 8.6248
Consumption in Coal Mines | 3000 | 3000-Total petroleum products | KTOE | NO | 2011 | nrg_110a | 0.041868
Primary production | 3000 | 3000-Total petroleum products | KTOE | DE | 2013 | nrg_100a | 157.5325
Primary production | 3000 | 3000-Total petroleum products | KTOE | DK | 2014 | nrg_100a | 338.4651
Primary production | 3000 | 3000-Total petroleum products | KTOE | RO | 2011 | nrg_100a | 187.1709
Primary production | 2000 | 2000-Solid fuels | KTOE | FI | 2011 | nrg_100a | 70.669
Primary production | 2000 | 2000-Solid fuels | KTOE | EL | 2012 | nrg_100a | 336.8155
Primary production | 2000 | 2000-Solid fuels | KTOE | EE | 2014 | nrg_100a | 191.6843
Imports | 2000 | 2000-Solid fuels | KTOE | CZ | 2014 | nrg_100a | 119.8011
Imports | 2000 | 2000-Solid fuels | KTOE | FR | 2013 | nrg_100a | 492.4849
Imports | 2000 | 2000-Solid fuels | KTOE | IE | 2011 | nrg_100a | 59.306
Imports | 2000 | 2000-Solid fuels | KTOE | LT | 2014 | nrg_100a | 9.1733
Transformation input in Coke Ovens | 2000 | 2000-Solid fuels | KTOE | FI | 2010 | nrg_100a | 35.0142
Transformation input in Coke Ovens | 2000 | 2000-Solid fuels | KTOE | NL | 2011 | nrg_100a | 84.8371
Transformation input in Coke Ovens | 2000 | 2000-Solid fuels | KTOE | PL | 2011 | nrg_100a | 367.3122
Transformation input in Coke Ovens | 2000 | 2000-Solid fuels | KTOE | TR | 2014 | nrg_100a | 179.195
Transformation input in Coke Ovens | 2000 | 2000-Solid fuels | KTOE | UK | 2009 | nrg_100a | 153.015
Consumption in Coke Ovens | 2000 | 2000-Solid fuels | KTOE | IT | 2012 | nrg_100a | 1.5784
Consumption in Coal Mines | 2000 | 2000-Solid fuels | KTOE | PL | 2009 | nrg_100a | 6.7868
Consumption in BKB / PB Plants | 2000 | 2000-Solid fuels | KTOE | UA | 2013 | nrg_100a | 0.16329
Imports | 3000 | 3000-Total petroleum products | KTOE | FR | 2009 | nrg_100a | 4700.1435
Imports | 3000 | 3000-Total petroleum products | KTOE | HR | 2014 | nrg_100a | 164.4114
Imports | 3000 | 3000-Total petroleum products | KTOE | LU | 2011 | nrg_100a | 122.6314
Imports | 3000 | 3000-Total petroleum products | KTOE | IT | 2013 | nrg_100a | 3307.5971
Imports | 3000 | 3000-Total petroleum products | KTOE | MT | 2012 | nrg_100a | 91.6784
Imports | 3000 | 3000-Total petroleum products | KTOE | TR | 2009 | nrg_100a | 1392.8604
Consumption in Oil and gas extraction | 3000 | 3000-Total petroleum products | KTOE | RO | 2011 | nrg_100a | 2.9726
Consumption in Oil and gas extraction | 3000 | 3000-Total petroleum products | KTOE | PL | 2010 | nrg_100a | 0.30145
Consumption in Coal Mines | 3000 | 3000-Total petroleum products | KTOE | SK | 2010 | nrg_100a | 0.041868
Consumption in Coke Ovens | 3000 | 3000-Total petroleum products | KTOE | BE | 2012 | nrg_100a | 0.041868
Transformation output from Coke Ovens | 2000 | 2000-Solid fuels | KTOE | CZ | 2012 | nrg_101a | 78.2262
Transformation output from Coke Ovens | 2000 | 2000-Solid fuels | KTOE | UA | 2010 | nrg_101a | 561.9565
Transformation output from BKB / PB Plants | 2000 | 2000-Solid fuels | KTOE | DE | 2014 | nrg_101a | 137.662
Transformation output from BKB / PB Plants | 2000 | 2000-Solid fuels | KTOE | BG | 2010 | nrg_101a | 27.1221
Transformation output from BKB / PB Plants | 2000 | 2000-Solid fuels | KTOE | CZ | 2010 | nrg_101a | 2.9015
Transformation output from BKB / PB Plants | 2000 | 2000-Solid fuels | KTOE | IE | 2012 | nrg_101a | 3.9398
Transformation input in BKB / PB Plants | 2000 | 2000-Solid fuels | KTOE | IE | 2013 | nrg_101a | 4.9739
Primary production | 2000 | 2000-Solid fuels | KTOE | LT | 2011 | nrg_101a | 0.49404
Imports | 2000 | 2000-Solid fuels | KTOE | XK | 2010 | nrg_101a | 1.2309
Imports | 2000 | 2000-Solid fuels | KTOE | UK | 2013 | nrg_101a | 1300.621
Consumption in Coal Mines | 2000 | 2000-Solid fuels | KTOE | DE | 2014 | nrg_101a | 0.041868
Primary production | 3000 | 3000-Total petroleum products | KTOE | IT | 2012 | nrg_102a | 239.5059
Primary production | 3000 | 3000-Total petroleum products | KTOE | NL | 2014 | nrg_102a | 83.041
Imports | 3000 | 3000-Total petroleum products | KTOE | DK | 2013 | nrg_102a | 520.235
Imports | 3000 | 3000-Total petroleum products | KTOE | FI | 2011 | nrg_102a | 721.1051
Imports | 3000 | 3000-Total petroleum products | KTOE | UK | 2012 | nrg_102a | 3736.9451
Consumption in Oil and gas extraction | 3000 | 3000-Total petroleum products | KTOE | AL | 2010 | nrg_102a | 0.49404
Consumption in Coal Mines | 3000 | 3000-Total petroleum products | KTOE | CZ | 2009 | nrg_102a | 0.6029
Consumption in Coal Mines | 3000 | 3000-Total petroleum products | KTOE | DE | 2011 | nrg_102a | 0.33913
Imports | 2000 | 2000-Solid fuels | KTOE | AT | 2012 | nrg_110a | 139.7135
Imports | 2000 | 2000-Solid fuels | KTOE | BE | 2013 | nrg_110a | 159.919
Imports | 2000 | 2000-Solid fuels | KTOE | DK | 2010 | nrg_110a | 112.3653
Imports | 2000 | 2000-Solid fuels | KTOE | UA | 2012 | nrg_110a | 417.2816
Transformation input in BKB / PB Plants | 2000 | 2000-Solid fuels | KTOE | LT | 2011 | nrg_110a | 0.11723
Transformation output from BKB / PB Plants | 2000 | 2000-Solid fuels | KTOE | EE | 2010 | nrg_110a | 1.6789
Transformation output from Coke Ovens | 2000 | 2000-Solid fuels | KTOE | BE | 2012 | nrg_110a | 54.9015
Transformation output from Coke Ovens | 2000 | 2000-Solid fuels | KTOE | DE | 2012 | nrg_110a | 229.4241
Imports | 3000 | 3000-Total petroleum products | KTOE | AT | 2014 | nrg_110a | 561.2112
Imports | 3000 | 3000-Total petroleum products | KTOE | FI | 2009 | nrg_110a | 695.193
Imports | 3000 | 3000-Total petroleum products | KTOE | SE | 2014 | nrg_110a | 1124.4698
Imports | 3000 | 3000-Total petroleum products | KTOE | SI | 2013 | nrg_110a | 138.3361
Transformation output from Coke Ovens | 2000 | 2000-Solid fuels | KTOE | BE | 2014 | nrg_100a | 42.9356
Transformation output from Coke Ovens | 2000 | 2000-Solid fuels | KTOE | CZ | 2010 | nrg_100a | 79.9679
Primary production | 3000 | 3000-Total petroleum products | KTOE | NL | 2014 | nrg_100a | 83.041
Primary production | 2000 | 2000-Solid fuels | KTOE | NO | 2011 | nrg_100a | 38.9456
Imports | 2000 | 2000-Solid fuels | KTOE | BE | 2012 | nrg_100a | 163.1596
Imports | 2000 | 2000-Solid fuels | KTOE | DK | 2014 | nrg_100a | 106.2861
Imports | 2000 | 2000-Solid fuels | KTOE | FI | 2011 | nrg_100a | 192.9236
Imports | 2000 | 2000-Solid fuels | KTOE | SI | 2012 | nrg_100a | 12.5562
Transformation input in BKB / PB Plants | 2000 | 2000-Solid fuels | KTOE | BG | 2009 | nrg_100a | 42.3788
Transformation output from Coke Ovens | 2000 | 2000-Solid fuels | KTOE | UK | 2010 | nrg_100a | 120.8771
Transformation output from Coke Ovens | 2000 | 2000-Solid fuels | KTOE | UA | 2014 | nrg_100a | 424.5834
Transformation output from BKB / PB Plants | 2000 | 2000-Solid fuels | KTOE | EE | 2012 | nrg_100a | 1.0383
Consumption in Coal Mines | 2000 | 2000-Solid fuels | KTOE | BG | 2014 | nrg_100a | 0.054428
Consumption in Oil and gas extraction | 3000 | 3000-Total petroleum products | KTOE | AL | 2014 | nrg_100a | 0.14235
Consumption in Oil and gas extraction | 3000 | 3000-Total petroleum products | KTOE | DE | 2014 | nrg_100a | 0.041868
Consumption in Coal Mines | 3000 | 3000-Total petroleum products | KTOE | CZ | 2012 | nrg_100a | 0.55684
Consumption in Coal Mines | 3000 | 3000-Total petroleum products | KTOE | DE | 2012 | nrg_100a | 0.12979
Primary production | 2000 | 2000-Solid fuels | KTOE | BG | 2014 | nrg_110a | 213.778
Primary production | 2000 | 2000-Solid fuels | KTOE | HU | 2011 | nrg_110a | 68.8896
Primary production | 2000 | 2000-Solid fuels | KTOE | UK | 2009 | nrg_110a | 421.4726
Imports | 2000 | 2000-Solid fuels | KTOE | DE | 2010 | nrg_110a | 1362.9248
Imports | 2000 | 2000-Solid fuels | KTOE | HR | 2014 | nrg_110a | 25.3594
Imports | 2000 | 2000-Solid fuels | KTOE | IS | 2013 | nrg_110a | 4.1366
Imports | 2000 | 2000-Solid fuels | KTOE | TR | 2013 | nrg_110a | 733.138
Transformation input in Coke Ovens | 2000 | 2000-Solid fuels | KTOE | FR | 2013 | nrg_110a | 141.1245
Transformation input in Coke Ovens | 2000 | 2000-Solid fuels | KTOE | NL | 2010 | nrg_110a | 84.0626
Transformation input in Coke Ovens | 2000 | 2000-Solid fuels | KTOE | PL | 2010 | nrg_110a | 384.9595
Transformation input in Coke Ovens | 2000 | 2000-Solid fuels | KTOE | TR | 2013 | nrg_110a | 174.4891
Transformation input in Coke Ovens | 2000 | 2000-Solid fuels | KTOE | UK | 2010 | nrg_110a | 164.7296
Transformation output from Patent Fuel Plants | 2000 | 2000-Solid fuels | KTOE | HU | 2011 | nrg_110a | 0.14654
Consumption in BKB / PB Plants | 2000 | 2000-Solid fuels | KTOE | DE | 2011 | nrg_110a | 10.3875
Imports | 3000 | 3000-Total petroleum products | KTOE | IE | 2010 | nrg_110a | 383.7746
Imports | 3000 | 3000-Total petroleum products | KTOE | LU | 2014 | nrg_110a | 112.6584
Imports | 3000 | 3000-Total petroleum products | KTOE | LT | 2011 | nrg_110a | 433.518
Imports | 3000 | 3000-Total petroleum products | KTOE | IT | 2014 | nrg_110a | 3028.4506
Imports | 3000 | 3000-Total petroleum products | KTOE | MT | 2009 | nrg_110a | 84.1547
Imports | 3000 | 3000-Total petroleum products | KTOE | SK | 2010 | nrg_110a | 280.277
Primary production | 3000 | 3000-Total petroleum products | KTOE | EL | 2009 | nrg_110a | 3.3829
Primary production | 3000 | 3000-Total petroleum products | KTOE | DK | 2010 | nrg_110a | 504.0321
Transformation input in Gas Works | 3000 | 3000-Total petroleum products | KTOE | ES | 2011 | nrg_110a | 2.2776
Consumption in Oil and gas extraction | 3000 | 3000-Total petroleum products | KTOE | NL | 2009 | nrg_110a | 0.041868
Consumption in Oil and gas extraction | 3000 | 3000-Total petroleum products | KTOE | RO | 2014 | nrg_110a | 2.8596
Consumption in Coal Mines | 3000 | 3000-Total petroleum products | KTOE | PL | 2014 | nrg_110a | 0.95459
Consumption in Coal Mines | 3000 | 3000-Total petroleum products | KTOE | SK | 2013 | nrg_110a | 0.041868
Primary production | 3000 | 3000-Total petroleum products | KTOE | CZ | 2012 | nrg_100a | 13.1591
Primary production | 3000 | 3000-Total petroleum products | KTOE | DK | 2009 | nrg_100a | 535.5838
Primary production | 3000 | 3000-Total petroleum products | KTOE | FI | 2011 | nrg_100a | 2.5498
Primary production | 3000 | 3000-Total petroleum products | KTOE | HU | 2011 | nrg_100a | 37.3798
Primary production | 3000 | 3000-Total petroleum products | KTOE | RS | 2012 | nrg_100a | 50.0113
Primary production | 3000 | 3000-Total petroleum products | KTOE | UK | 2011 | nrg_100a | 2204.8903
Primary production | 2000 | 2000-Solid fuels | KTOE | BG | 2012 | nrg_100a | 234.7916
Primary production | 2000 | 2000-Solid fuels | KTOE | EE | 2009 | nrg_100a | 137.8797
Primary production | 2000 | 2000-Solid fuels | KTOE | IT | 2014 | nrg_100a | 2.286
Imports | 2000 | 2000-Solid fuels | KTOE | CZ | 2009 | nrg_100a | 81.1988
Imports | 2000 | 2000-Solid fuels | KTOE | IT | 2014 | nrg_100a | 549.7185
Imports | 2000 | 2000-Solid fuels | KTOE | LT | 2009 | nrg_100a | 6.2132
Imports | 2000 | 2000-Solid fuels | KTOE | MD | 2011 | nrg_100a | 4.9865
Imports | 2000 | 2000-Solid fuels | KTOE | LV | 2011 | nrg_100a | 4.8818
Transformation input in Patent Fuel Plants | 2000 | 2000-Solid fuels | KTOE | BG | 2014 | nrg_100a | 0.5066
Transformation input in Coke Ovens | 2000 | 2000-Solid fuels | KTOE | FR | 2013 | nrg_100a | 141.1245
Transformation input in Coke Ovens | 2000 | 2000-Solid fuels | KTOE | UA | 2012 | nrg_100a | 787.2859
Transformation input in Coke Ovens | 2000 | 2000-Solid fuels | KTOE | TR | 2009 | nrg_100a | 141.6311
Imports | 3000 | 3000-Total petroleum products | KTOE | HR | 2009 | nrg_100a | 222.026
Imports | 3000 | 3000-Total petroleum products | KTOE | NL | 2014 | nrg_100a | 5889.3664
Imports | 3000 | 3000-Total petroleum products | KTOE | SK | 2011 | nrg_100a | 300.2354
Consumption in Oil and gas extraction | 3000 | 3000-Total petroleum products | KTOE | NO | 2011 | nrg_100a | 9.4789
Consumption in Coal Mines | 3000 | 3000-Total petroleum products | KTOE | NO | 2011 | nrg_100a | 0.041868
Consumption in Coal Mines | 3000 | 3000-Total petroleum products | KTOE | PL | 2012 | nrg_100a | 0.9839
Consumption in Coke Ovens | 3000 | 3000-Total petroleum products | KTOE | PL | 2009 | nrg_100a | 0.046055
Transformation output from Coke Ovens | 2000 | 2000-Solid fuels | KTOE | BE | 2011 | nrg_101a | 57.3675
Transformation output from BKB / PB Plants | 2000 | 2000-Solid fuels | KTOE | DE | 2009 | nrg_101a | 115.0407
Transformation output from BKB / PB Plants | 2000 | 2000-Solid fuels | KTOE | EE | 2011 | nrg_101a | 1.4989
Transformation input in BKB / PB Plants | 2000 | 2000-Solid fuels | KTOE | BG | 2012 | nrg_101a | 34.7253
Primary production | 2000 | 2000-Solid fuels | KTOE | MK | 2013 | nrg_101a | 44.0828
Imports | 2000 | 2000-Solid fuels | KTOE | BE | 2014 | nrg_101a | 160.5303
Imports | 2000 | 2000-Solid fuels | KTOE | SI | 2013 | nrg_101a | 11.1746
Consumption in Coal Mines | 2000 | 2000-Solid fuels | KTOE | BG | 2013 | nrg_101a | 0.041868
Consumption in Coal Mines | 2000 | 2000-Solid fuels | KTOE | DE | 2009 | nrg_101a | 0.35588
Consumption in Coal Mines | 2000 | 2000-Solid fuels | KTOE | TR | 2009 | nrg_101a | 2.2776
Primary production | 3000 | 3000-Total petroleum products | KTOE | NL | 2009 | nrg_102a | 76.8487
Imports | 3000 | 3000-Total petroleum products | KTOE | SE | 2011 | nrg_102a | 1145.8099
Imports | 3000 | 3000-Total petroleum products | KTOE | SI | 2010 | nrg_102a | 137.4778
Consumption in Coke Ovens | 3000 | 3000-Total petroleum products | KTOE | UA | 2011 | nrg_102a | 0.51079
Primary production | 2000 | 2000-Solid fuels | KTOE | LT | 2014 | nrg_110a | 1.1723
Primary production | 2000 | 2000-Solid fuels | KTOE | IT | 2013 | nrg_110a | 1.9427
Primary production | 2000 | 2000-Solid fuels | KTOE | MK | 2010 | nrg_110a | 49.9988
Imports | 2000 | 2000-Solid fuels | KTOE | UK | 2011 | nrg_110a | 851.838
Transformation input in Patent Fuel Plants | 2000 | 2000-Solid fuels | KTOE | PL | 2014 | nrg_110a | 0.087923
Transformation input in BKB / PB Plants | 2000 | 2000-Solid fuels | KTOE | BG | 2014 | nrg_110a | 50.3798
Transformation input in Coke Ovens | 2000 | 2000-Solid fuels | KTOE | CZ | 2012 | nrg_110a | 95.7605
Transformation output from BKB / PB Plants | 2000 | 2000-Solid fuels | KTOE | FI | 2013 | nrg_110a | 0.36006
Transformation output from Coke Ovens | 2000 | 2000-Solid fuels | KTOE | AT | 2011 | nrg_110a | 39.5234
Transformation output from Coke Ovens | 2000 | 2000-Solid fuels | KTOE | UK | 2011 | nrg_110a | 121.5805
Imports | 3000 | 3000-Total petroleum products | KTOE | AT | 2009 | nrg_110a | 568.1069
Imports | 3000 | 3000-Total petroleum products | KTOE | DK | 2013 | nrg_110a | 520.235
Imports | 3000 | 3000-Total petroleum products | KTOE | SE | 2009 | nrg_110a | 1121.426
Imports | 3000 | 3000-Total petroleum products | KTOE | XK | 2014 | nrg_110a | 19.992
Primary production | 3000 | 3000-Total petroleum products | KTOE | IT | 2013 | nrg_110a | 244.731
Primary production | 3000 | 3000-Total petroleum products | KTOE | NL | 2010 | nrg_110a | 65.8039
Primary production | 3000 | 3000-Total petroleum products | KTOE | LT | 2012 | nrg_110a | 4.3375
Consumption in Coal Mines | 3000 | 3000-Total petroleum products | KTOE | UA | 2011 | nrg_110a | 1.5742
Transformation output from Coke Ovens | 2000 | 2000-Solid fuels | KTOE | AT | 2013 | nrg_100a | 40.4194
Transformation output from Coke Ovens | 2000 | 2000-Solid fuels | KTOE | BE | 2009 | nrg_100a | 46.6703
Primary production | 3000 | 3000-Total petroleum products | KTOE | LT | 2012 | nrg_100a | 4.3375
Primary production | 3000 | 3000-Total petroleum products | KTOE | NL | 2009 | nrg_100a | 76.8487
Imports | 6000 | 6000-Electrical energy | KTOE | HU | 2014 | nrg_110a | 68.6845
Imports | 6000 | 6000-Electrical energy | KTOE | IT | 2014 | nrg_110a | 168.2884
Consumption in Oil and gas extraction | 6000 | 6000-Electrical energy | KTOE | PL | 2013 | nrg_110a | 0.36844
Consumption in Oil and gas extraction | 6000 | 6000-Electrical energy | KTOE | UK | 2010 | nrg_110a | 2.0264
Consumption in Coal Mines | 6000 | 6000-Electrical energy | KTOE | NO | 2011 | nrg_110a | 0.12979
Consumption in Patent Fuel Plants | 6000 | 6000-Electrical energy | KTOE | HU | 2010 | nrg_110a | 0.0041868
Consumption in Coal Mines | 6000 | 6000-Electrical energy | KTOE | PT | 2009 | nrg_110a | 0.0041868
Consumption in Coke Ovens | 6000 | 6000-Electrical energy | KTOE | FR | 2014 | nrg_110a | 0.0041868
Transformation output from Coke Ovens | 0 | 0000-All products | KTOE | ES | 2013 | nrg_100a | 64.8787
Transformation output from Coke Ovens | 0 | 0000-All products | KTOE | FI | 2009 | nrg_100a | 27.6538
Transformation output from Coke Ovens | 0 | 0000-All products | KTOE | IT | 2011 | nrg_100a | 153.7351
Transformation output from Coke Ovens | 0 | 0000-All products | KTOE | PL | 2014 | nrg_100a | 356.9163
Transformation output from Coke Ovens | 0 | 0000-All products | KTOE | SE | 2012 | nrg_100a | 39.3894
Transformation output from Coke Ovens | 0 | 0000-All products | KTOE | TR | 2013 | nrg_100a | 148.376
Consumption in Coal Mines | 0 | 0000-All products | KTOE | HU | 2010 | nrg_100a | 1.4821
Consumption in Coal Mines | 0 | 0000-All products | KTOE | PL | 2011 | nrg_100a | 31.2503
Consumption in Coke Ovens | 0 | 0000-All products | KTOE | CZ | 2013 | nrg_100a | 11.6812
Consumption in Coke Ovens | 0 | 0000-All products | KTOE | DE | 2011 | nrg_100a | 23.8857
Consumption in BKB / PB Plants | 0 | 0000-All products | KTOE | RS | 2012 | nrg_100a | 0.74106
Consumption in Pipeline transport | 0 | 0000-All products | KTOE | CZ | 2014 | nrg_100a | 1.704
Consumption in Pipeline transport | 0 | 0000-All products | KTOE | HU | 2013 | nrg_100a | 1.39
Consumption in Pipeline transport | 0 | 0000-All products | KTOE | MD | 2013 | nrg_100a | 0.27633
Consumption in Pipeline transport | 0 | 0000-All products | KTOE | PL | 2012 | nrg_100a | 11.9575
Imports | 6000 | 6000-Electrical energy | KTOE | DE | 2010 | nrg_100a | 154.6646
Imports | 6000 | 6000-Electrical energy | KTOE | NL | 2014 | nrg_100a | 118.2771
Imports | 6000 | 6000-Electrical energy | KTOE | MD | 2010 | nrg_100a | 5.2712
Consumption in Gas Works | 6000 | 6000-Electrical energy | KTOE | PL | 2009 | nrg_100a | 0.20097
Consumption in Oil and gas extraction | 6000 | 6000-Electrical energy | KTOE | LT | 2010 | nrg_100a | 0.062802
Consumption in Oil and gas extraction | 6000 | 6000-Electrical energy | KTOE | NL | 2014 | nrg_100a | 9.3701
Consumption in Oil and gas extraction | 6000 | 6000-Electrical energy | KTOE | NO | 2010 | nrg_100a | 19.4561
Consumption in Coke Ovens | 6000 | 6000-Electrical energy | KTOE | AT | 2012 | nrg_100a | 0.10467
Consumption in Coke Ovens | 6000 | 6000-Electrical energy | KTOE | HU | 2010 | nrg_100a | 0.21771
Consumption in Pipeline transport | 6000 | 6000-Electrical energy | KTOE | AT | 2010 | nrg_100a | 0.52335
Transformation input in Coke Ovens | 0 | 0000-All products | KTOE | FI | 2010 | nrg_100a | 35.0142
Transformation input in Coke Ovens | 0 | 0000-All products | KTOE | NL | 2011 | nrg_100a | 84.8371
Transformation input in Coke Ovens | 0 | 0000-All products | KTOE | PL | 2011 | nrg_100a | 367.3122
Transformation input in Coke Ovens | 0 | 0000-All products | KTOE | TR | 2014 | nrg_100a | 179.195
Transformation input in Coke Ovens | 0 | 0000-All products | KTOE | UK | 2009 | nrg_100a | 154.1538
Primary production | 0 | 0000-All products | KTOE | CZ | 2011 | nrg_100a | 1339.2526
Primary production | 0 | 0000-All products | KTOE | IE | 2013 | nrg_100a | 94.1988
Primary production | 0 | 0000-All products | KTOE | IS | 2011 | nrg_100a | 217.6759
Primary production | 0 | 0000-All products | KTOE | SE | 2010 | nrg_100a | 1367.6978
Primary production | 0 | 0000-All products | KTOE | XK | 2011 | nrg_100a | 75.1572
Imports | 0 | 0000-All products | KTOE | HR | 2014 | nrg_100a | 268.6795
Imports | 0 | 0000-All products | KTOE | LU | 2012 | nrg_100a | 192.0527
Imports | 0 | 0000-All products | KTOE | LV | 2013 | nrg_100a | 181.9248
Imports | 0 | 0000-All products | KTOE | NL | 2010 | nrg_100a | 7450.0338
Imports | 0 | 0000-All products | KTOE | TR | 2011 | nrg_100a | 3726.767
Imports | 2112 | 2112-Patent Fuels | KTOE | DE | 2012 | nrg_101a | 3.8979
Imports | 6000 | 6000-Electrical energy | KTOE | HU | 2009 | nrg_105a | 39.4983
Imports | 6000 | 6000-Electrical energy | KTOE | LU | 2012 | nrg_105a | 24.2332
Imports | 6000 | 6000-Electrical energy | KTOE | IT | 2011 | nrg_105a | 171.0685
Imports | 6000 | 6000-Electrical energy | KTOE | LV | 2010 | nrg_105a | 14.3021
Imports | 6000 | 6000-Electrical energy | KTOE | MD | 2010 | nrg_105a | 5.2712
Imports | 6000 | 6000-Electrical energy | KTOE | TR | 2014 | nrg_105a | 28.6293
Consumption in Oil and gas extraction | 6000 | 6000-Electrical energy | KTOE | NL | 2012 | nrg_105a | 6.5858
Consumption in Oil and gas extraction | 6000 | 6000-Electrical energy | KTOE | PT | 2013 | nrg_105a | 0.01256
Consumption in Coal Mines | 6000 | 6000-Electrical energy | KTOE | IT | 2009 | nrg_105a | 0.1591
Consumption in Coke Ovens | 6000 | 6000-Electrical energy | KTOE | CZ | 2012 | nrg_105a | 0.42287
Consumption in Coke Ovens | 6000 | 6000-Electrical energy | KTOE | PL | 2012 | nrg_105a | 2.6461
Consumption in BKB / PB Plants | 6000 | 6000-Electrical energy | KTOE | BG | 2010 | nrg_105a | 0.12142
Imports | 2000 | 2000-Solid fuels | KTOE | DK | 2009 | nrg_100a | 165.8098
Imports | 2000 | 2000-Solid fuels | KTOE | SE | 2013 | nrg_100a | 77.3009
Imports | 2000 | 2000-Solid fuels | KTOE | UK | 2013 | nrg_100a | 1300.621
Transformation input in Coke Ovens | 2000 | 2000-Solid fuels | KTOE | BE | 2014 | nrg_100a | 57.154
Transformation input in BKB / PB Plants | 2000 | 2000-Solid fuels | KTOE | LT | 2014 | nrg_100a | 0.09211
Transformation input in BKB / PB Plants | 2000 | 2000-Solid fuels | KTOE | UA | 2014 | nrg_100a | 3.7932
Transformation output from Coke Ovens | 2000 | 2000-Solid fuels | KTOE | UA | 2009 | nrg_100a | 526.2054
Consumption in Coal Mines | 2000 | 2000-Solid fuels | KTOE | BG | 2009 | nrg_100a | 0.054428
Consumption in Coal Mines | 2000 | 2000-Solid fuels | KTOE | UA | 2012 | nrg_100a | 1.8045
Imports | 3000 | 3000-Total petroleum products | KTOE | BE | 2010 | nrg_100a | 2359.3916
Imports | 3000 | 3000-Total petroleum products | KTOE | SE | 2013 | nrg_100a | 999.431
Imports | 3000 | 3000-Total petroleum products | KTOE | XK | 2011 | nrg_100a | 26.4396
Consumption in Oil and gas extraction | 3000 | 3000-Total petroleum products | KTOE | AL | 2009 | nrg_100a | 0.80805
Consumption in Coke Ovens | 3000 | 3000-Total petroleum products | KTOE | UA | 2012 | nrg_100a | 0.381
Imports | 3000 | 3000-Total petroleum products | KTOE | DK | 2014 | nrg_100a | 501.3651
Imports | 3000 | 3000-Total petroleum products | KTOE | SE | 2012 | nrg_100a | 1146.4212
Imports | 3000 | 3000-Total petroleum products | KTOE | XK | 2010 | nrg_100a | 23.0986
Consumption in Coke Ovens | 3000 | 3000-Total petroleum products | KTOE | UA | 2011 | nrg_100a | 0.51079
Imports | 2000 | 2000-Solid fuels | KTOE | IE | 2011 | nrg_110a | 59.306
Imports | 2000 | 2000-Solid fuels | KTOE | HR | 2009 | nrg_110a | 19.0206
Imports | 2000 | 2000-Solid fuels | KTOE | FR | 2011 | nrg_110a | 430.4198
Imports | 2000 | 2000-Solid fuels | KTOE | LV | 2013 | nrg_110a | 2.9433
Imports | 2000 | 2000-Solid fuels | KTOE | MD | 2010 | nrg_110a | 4.4631
Imports | 2000 | 2000-Solid fuels | KTOE | NL | 2010 | nrg_110a | 534.8804
Transformation output from BKB / PB Plants | 2000 | 2000-Solid fuels | KTOE | RS | 2011 | nrg_110a | 11.3588
Transformation output from BKB / PB Plants | 2000 | 2000-Solid fuels | KTOE | UA | 2013 | nrg_110a | 5.38
Transformation output from Coke Ovens | 2000 | 2000-Solid fuels | KTOE | NL | 2012 | nrg_110a | 57.2461
Imports | 3000 | 3000-Total petroleum products | KTOE | DE | 2013 | nrg_110a | 5353.724
Imports | 3000 | 3000-Total petroleum products | KTOE | LU | 2009 | nrg_110a | 115.4259
Imports | 3000 | 3000-Total petroleum products | KTOE | IT | 2009 | nrg_110a | 3986.0262
Imports | 3000 | 3000-Total petroleum products | KTOE | NL | 2014 | nrg_110a | 5889.3664
Primary production | 3000 | 3000-Total petroleum products | KTOE | BG | 2010 | nrg_110a | 0.9504
Primary production | 3000 | 3000-Total petroleum products | KTOE | ES | 2010 | nrg_110a | 5.1707
Primary production | 3000 | 3000-Total petroleum products | KTOE | RO | 2011 | nrg_110a | 187.1709
Consumption in Oil and gas extraction | 3000 | 3000-Total petroleum products | KTOE | RO | 2009 | nrg_110a | 2.5163
Consumption in Oil and gas extraction | 3000 | 3000-Total petroleum products | KTOE | PL | 2014 | nrg_110a | 0.17166
Consumption in Oil and gas extraction | 3000 | 3000-Total petroleum products | KTOE | UK | 2011 | nrg_110a | 23.5968
Consumption in Coal Mines | 3000 | 3000-Total petroleum products | KTOE | DE | 2014 | nrg_110a | 0.087923
Consumption in Coal Mines | 3000 | 3000-Total petroleum products | KTOE | PL | 2009 | nrg_110a | 0.84992
Consumption in Coke Ovens | 3000 | 3000-Total petroleum products | KTOE | BE | 2010 | nrg_110a | 0.041868
Primary production | 3000 | 3000-Total petroleum products | KTOE | ES | 2012 | nrg_100a | 5.9578
Primary production | 3000 | 3000-Total petroleum products | KTOE | EL | 2014 | nrg_100a | 2.7256
Primary production | 2000 | 2000-Solid fuels | KTOE | CZ | 2014 | nrg_100a | 705.3334
Primary production | 2000 | 2000-Solid fuels | KTOE | DE | 2013 | nrg_100a | 1886.3502
Primary production | 2000 | 2000-Solid fuels | KTOE | ES | 2014 | nrg_100a | 68.1695
Primary production | 2000 | 2000-Solid fuels | KTOE | IE | 2010 | nrg_100a | 41.0893
Primary production | 2000 | 2000-Solid fuels | KTOE | IT | 2009 | nrg_100a | 1.9134
Primary production | 2000 | 2000-Solid fuels | KTOE | RS | 2011 | nrg_100a | 327.6087
Primary production | 2000 | 2000-Solid fuels | KTOE | SE | 2014 | nrg_100a | 5.6271
Imports | 2000 | 2000-Solid fuels | KTOE | DE | 2010 | nrg_100a | 1362.9248
Imports | 2000 | 2000-Solid fuels | KTOE | HU | 2011 | nrg_100a | 52.6197
Imports | 2000 | 2000-Solid fuels | KTOE | HR | 2012 | nrg_100a | 23.2284
Imports | 2000 | 2000-Solid fuels | KTOE | LU | 2014 | nrg_100a | 2.2064
Imports | 2000 | 2000-Solid fuels | KTOE | IS | 2013 | nrg_100a | 4.1366
Imports | 2000 | 2000-Solid fuels | KTOE | IT | 2009 | nrg_100a | 511.9661
Transformation input in Gas Works | 2000 | 2000-Solid fuels | KTOE | CZ | 2013 | nrg_100a | 16.7891
Transformation input in Gas Works | 2000 | 2000-Solid fuels | KTOE | EE | 2012 | nrg_100a | 11.3839
Imports | 2000 | 2000-Solid fuels | KTOE | SK | 2012 | nrg_100a | 134.0781
Imports | 2000 | 2000-Solid fuels | KTOE | TR | 2012 | nrg_100a | 814.9481
Transformation input in Coke Ovens | 2000 | 2000-Solid fuels | KTOE | IT | 2014 | nrg_100a | 70.7695
Consumption in Coke Ovens | 2000 | 2000-Solid fuels | KTOE | PL | 2010 | nrg_100a | 0.32657
Consumption in BKB / PB Plants | 2000 | 2000-Solid fuels | KTOE | CZ | 2010 | nrg_100a | 0.13816
Consumption in BKB / PB Plants | 2000 | 2000-Solid fuels | KTOE | DE | 2010 | nrg_100a | 10.3916
Consumption in Pipeline transport | 6000 | 6000-Electrical energy | KTOE | BG | 2012 | nrg_105a | 0.10886
Primary production | 5520 | 5520-Wind power | KTOE | BG | 2014 | nrg_107a | 4.7897
Primary production | 5520 | 5520-Wind power | KTOE | CZ | 2010 | nrg_107a | 1.2058
Primary production | 5520 | 5520-Wind power | KTOE | DE | 2011 | nrg_107a | 175.9796
Primary production | 5520 | 5520-Wind power | KTOE | EE | 2014 | nrg_107a | 2.1729
Primary production | 5520 | 5520-Wind power | KTOE | FI | 2011 | nrg_107a | 1.7333
Primary production | 5520 | 5520-Wind power | KTOE | IE | 2014 | nrg_107a | 18.5057
Primary production | 5520 | 5520-Wind power | KTOE | SE | 2010 | nrg_107a | 12.6065
Primary production | 5520 | 5520-Wind power | KTOE | UK | 2013 | nrg_107a | 102.317
Transformation input in Coke Ovens | 0 | 0000-All products | KTOE | SK | 2010 | nrg_110a | 62.9527
Consumption in Oil and gas extraction | 0 | 0000-All products | KTOE | UA | 2010 | nrg_110a | 33.4693
Consumption in Coal Mines | 0 | 0000-All products | KTOE | IT | 2010 | nrg_110a | 0.14235
Consumption in Coal Mines | 0 | 0000-All products | KTOE | RS | 2010 | nrg_110a | 0.64477
Consumption in Coal Mines | 0 | 0000-All products | KTOE | TR | 2012 | nrg_110a | 2.6335
Consumption in Coal Mines | 0 | 0000-All products | KTOE | SI | 2014 | nrg_110a | 0.25958
Consumption in Coke Ovens | 0 | 0000-All products | KTOE | BE | 2010 | nrg_110a | 6.6738
Consumption in Coke Ovens | 0 | 0000-All products | KTOE | AT | 2014 | nrg_110a | 6.4979
Consumption in Coke Ovens | 0 | 0000-All products | KTOE | IT | 2012 | nrg_110a | 3.1945
Consumption in Coke Ovens | 0 | 0000-All products | KTOE | NL | 2014 | nrg_110a | 8.068
Primary production | 0 | 0000-All products | KTOE | DK | 2013 | nrg_110a | 689.4069
Primary production | 0 | 0000-All products | KTOE | CZ | 2014 | nrg_110a | 1217.0735
Primary production | 0 | 0000-All products | KTOE | ES | 2012 | nrg_110a | 1395.5358
Primary production | 0 | 0000-All products | KTOE | UK | 2011 | nrg_110a | 5397.4216
Primary production | 0 | 0000-All products | KTOE | XK | 2010 | nrg_110a | 77.8996
Imports | 0 | 0000-All products | KTOE | LU | 2010 | nrg_110a | 200.7738
Imports | 0 | 0000-All products | KTOE | SK | 2011 | nrg_110a | 679.907
Consumption in BKB / PB Plants | 0 | 0000-All products | KTOE | DE | 2010 | nrg_110a | 28.4284
Transformation input in Gas Works | 0 | 0000-All products | KTOE | CZ | 2009 | nrg_110a | 19.0164
Transformation input in Gas Works | 0 | 0000-All products | KTOE | ES | 2009 | nrg_110a | 2.3237
Transformation input in Gas Works | 0 | 0000-All products | KTOE | UA | 2012 | nrg_110a | 1.3984
Consumption in Oil and gas extraction | 0 | 0000-All products | KTOE | PT | 2014 | nrg_110a | 0.0083736
Consumption in Pipeline transport | 0 | 0000-All products | KTOE | AT | 2014 | nrg_110a | 9.6841
Consumption in Pipeline transport | 0 | 0000-All products | KTOE | BE | 2012 | nrg_110a | 2.0432
Consumption in Coke Ovens | 4220 | 4220-Blast Furnace Gas | KTOE | SE | 2014 | nrg_110a | 0.67407
Primary production | 5520 | 5520-Wind power | KTOE | BG | 2009 | nrg_110a | 0.85411
Primary production | 5520 | 5520-Wind power | KTOE | CY | 2014 | nrg_110a | 0.65314
Primary production | 5520 | 5520-Wind power | KTOE | DE | 2009 | nrg_110a | 139.1274
Primary production | 5520 | 5520-Wind power | KTOE | EE | 2010 | nrg_110a | 0.99646
Primary production | 5520 | 5520-Wind power | KTOE | DK | 2009 | nrg_110a | 24.1955
Primary production | 5520 | 5520-Wind power | KTOE | HU | 2012 | nrg_110a | 2.7717
Consumption in Gas Works | 6000 | 6000-Electrical energy | KTOE | PL | 2011 | nrg_110a | 0.21353
Consumption in Pipeline transport | 6000 | 6000-Electrical energy | KTOE | BG | 2014 | nrg_110a | 0.096296
Consumption in Pipeline transport | 6000 | 6000-Electrical energy | KTOE | BE | 2014 | nrg_110a | 0.096296
Imports | 6000 | 6000-Electrical energy | KTOE | LV | 2010 | nrg_110a | 14.3021
Imports | 6000 | 6000-Electrical energy | KTOE | MD | 2010 | nrg_110a | 5.2712
Imports | 6000 | 6000-Electrical energy | KTOE | HU | 2013 | nrg_110a | 59.888
Imports | 6000 | 6000-Electrical energy | KTOE | IT | 2013 | nrg_110a | 159.6176
Imports | 6000 | 6000-Electrical energy | KTOE | LT | 2014 | nrg_110a | 30.6767
Consumption in Oil and gas extraction | 6000 | 6000-Electrical energy | KTOE | PL | 2012 | nrg_110a | 0.38519
Consumption in Oil and gas extraction | 6000 | 6000-Electrical energy | KTOE | UK | 2009 | nrg_110a | 2.1395
Consumption in Coal Mines | 6000 | 6000-Electrical energy | KTOE | NO | 2010 | nrg_110a | 0.12142
Consumption in Patent Fuel Plants | 6000 | 6000-Electrical energy | KTOE | HU | 2009 | nrg_110a | 0.0083736
Consumption in Coal Mines | 0 | 0000-All products | KTOE | PL | 2014 | nrg_100a | 28.1646
Consumption in Coke Ovens | 0 | 0000-All products | KTOE | DE | 2014 | nrg_100a | 28.9601
Consumption in Pipeline transport | 0 | 0000-All products | KTOE | DE | 2011 | nrg_100a | 13.2722
Imports | 6000 | 6000-Electrical energy | KTOE | DE | 2013 | nrg_100a | 141.1998
Imports | 6000 | 6000-Electrical energy | KTOE | LT | 2010 | nrg_100a | 29.4248
Imports | 6000 | 6000-Electrical energy | KTOE | LU | 2009 | nrg_100a | 21.6793
Imports | 6000 | 6000-Electrical energy | KTOE | MD | 2013 | nrg_100a | 5.2419
Consumption in Gas Works | 6000 | 6000-Electrical energy | KTOE | PL | 2012 | nrg_100a | 0.21353
Consumption in Oil and gas extraction | 6000 | 6000-Electrical energy | KTOE | LT | 2013 | nrg_100a | 0.083736
Consumption in Oil and gas extraction | 6000 | 6000-Electrical energy | KTOE | NO | 2013 | nrg_100a | 22.4078
Consumption in Oil and gas extraction | 6000 | 6000-Electrical energy | KTOE | UA | 2009 | nrg_100a | 2.1269
Transformation output from Coke Ovens | 2000 | 2000-Solid fuels | KTOE | SK | 2010 | nrg_100a | 49.4001
Consumption in Coal Mines | 2000 | 2000-Solid fuels | KTOE | DE | 2010 | nrg_100a | 0.13398
Consumption in Coal Mines | 2000 | 2000-Solid fuels | KTOE | SK | 2012 | nrg_100a | 0.020934
Consumption in Coal Mines | 2000 | 2000-Solid fuels | KTOE | UK | 2012 | nrg_100a | 0.10048
Transformation input in Gas Works | 3000 | 3000-Total petroleum products | KTOE | ES | 2011 | nrg_100a | 2.2776
Imports | 3000 | 3000-Total petroleum products | KTOE | DE | 2013 | nrg_100a | 5353.724
Imports | 3000 | 3000-Total petroleum products | KTOE | CZ | 2010 | nrg_100a | 444.2697
Imports | 3000 | 3000-Total petroleum products | KTOE | IE | 2013 | nrg_100a | 339.8467
Imports | 3000 | 3000-Total petroleum products | KTOE | LT | 2011 | nrg_100a | 433.518
Imports | 3000 | 3000-Total petroleum products | KTOE | MD | 2011 | nrg_100a | 34.9723
Imports | 3000 | 3000-Total petroleum products | KTOE | NL | 2009 | nrg_100a | 5670.5559
Consumption in Oil and gas extraction | 3000 | 3000-Total petroleum products | KTOE | NL | 2010 | nrg_100a | 0.083736
Transformation output from Coke Ovens | 2000 | 2000-Solid fuels | KTOE | AT | 2010 | nrg_101a | 40.7041
Transformation output from Coke Ovens | 2000 | 2000-Solid fuels | KTOE | DE | 2012 | nrg_101a | 229.4241
Transformation output from Coke Ovens | 2000 | 2000-Solid fuels | KTOE | EE | 2012 | nrg_101a | 0.71176
Transformation output from BKB / PB Plants | 2000 | 2000-Solid fuels | KTOE | FI | 2014 | nrg_101a | 0.18003
Transformation input in BKB / PB Plants | 2000 | 2000-Solid fuels | KTOE | UA | 2013 | nrg_101a | 3.1401
Primary production | 2000 | 2000-Solid fuels | KTOE | IT | 2014 | nrg_101a | 2.286
Imports | 2000 | 2000-Solid fuels | KTOE | BE | 2009 | nrg_101a | 144.0803
Imports | 2000 | 2000-Solid fuels | KTOE | FR | 2011 | nrg_101a | 430.4198
Imports | 2000 | 2000-Solid fuels | KTOE | SK | 2014 | nrg_101a | 122.443
Consumption in Coke Ovens | 2000 | 2000-Solid fuels | KTOE | ES | 2012 | nrg_101a | 14.5408
Primary production | 3000 | 3000-Total petroleum products | KTOE | LT | 2011 | nrg_102a | 4.8525
Imports | 3000 | 3000-Total petroleum products | KTOE | AT | 2012 | nrg_102a | 560.8972
Imports | 3000 | 3000-Total petroleum products | KTOE | UA | 2013 | nrg_102a | 339.3443
Consumption in Coal Mines | 3000 | 3000-Total petroleum products | KTOE | MK | 2011 | nrg_102a | 0.087923
Consumption in Coal Mines | 2000 | 2000-Solid fuels | KTOE | BG | 2010 | nrg_110a | 0.075362
Consumption in Coal Mines | 2000 | 2000-Solid fuels | KTOE | CZ | 2013 | nrg_110a | 9.8432
Consumption in Coal Mines | 2000 | 2000-Solid fuels | KTOE | UK | 2010 | nrg_110a | 0.12979
Consumption in Coal Mines | 2000 | 2000-Solid fuels | KTOE | UA | 2011 | nrg_110a | 1.905
Primary production | 2000 | 2000-Solid fuels | KTOE | LT | 2009 | nrg_110a | 0.61965
Imports | 2000 | 2000-Solid fuels | KTOE | FI | 2011 | nrg_110a | 192.9236
Transformation input in BKB / PB Plants | 2000 | 2000-Solid fuels | KTOE | BG | 2009 | nrg_110a | 42.3788
Transformation output from BKB / PB Plants | 2000 | 2000-Solid fuels | KTOE | BG | 2014 | nrg_110a | 27.838
Transformation output from Coke Ovens | 2000 | 2000-Solid fuels | KTOE | CZ | 2012 | nrg_110a | 78.2262
Transformation output from Coke Ovens | 2000 | 2000-Solid fuels | KTOE | EE | 2010 | nrg_110a | 0.62802
Transformation output from Coke Ovens | 2000 | 2000-Solid fuels | KTOE | UA | 2010 | nrg_110a | 561.9565
Imports | 3000 | 3000-Total petroleum products | KTOE | BE | 2011 | nrg_110a | 2245.3892
Imports | 3000 | 3000-Total petroleum products | KTOE | UA | 2010 | nrg_110a | 587.5964
Imports | 3000 | 3000-Total petroleum products | KTOE | UK | 2014 | nrg_110a | 3563.4315
Imports | 3000 | 3000-Total petroleum products | KTOE | XK | 2009 | nrg_110a | 24.5179
Consumption in Coke Ovens | 3000 | 3000-Total petroleum products | KTOE | UA | 2014 | nrg_110a | 0.1256
Transformation output from Coke Ovens | 2000 | 2000-Solid fuels | KTOE | DE | 2010 | nrg_100a | 232.2753
Transformation output from Coke Ovens | 2000 | 2000-Solid fuels | KTOE | EE | 2014 | nrg_100a | 0.71176
Primary production | 3000 | 3000-Total petroleum products | KTOE | IT | 2014 | nrg_100a | 255.2943
Primary production | 2000 | 2000-Solid fuels | KTOE | LT | 2010 | nrg_100a | 0.36425
Imports | 2000 | 2000-Solid fuels | KTOE | UA | 2011 | nrg_100a | 349.6941
Transformation input in Coke Ovens | 2000 | 2000-Solid fuels | KTOE | BE | 2009 | nrg_100a | 59.9927
Transformation input in BKB / PB Plants | 2000 | 2000-Solid fuels | KTOE | LT | 2009 | nrg_100a | 0.15072
Transformation input in BKB / PB Plants | 2000 | 2000-Solid fuels | KTOE | UA | 2009 | nrg_100a | 3.3578
Consumption in Coke Ovens | 2000 | 2000-Solid fuels | KTOE | ES | 2010 | nrg_100a | 12.8786
Transformation output from BKB / PB Plants | 2000 | 2000-Solid fuels | KTOE | CZ | 2010 | nrg_100a | 2.9015
Transformation output from BKB / PB Plants | 2000 | 2000-Solid fuels | KTOE | BG | 2010 | nrg_100a | 27.1221
Transformation output from BKB / PB Plants | 2000 | 2000-Solid fuels | KTOE | DE | 2014 | nrg_100a | 137.662
Transformation output from BKB / PB Plants | 2000 | 2000-Solid fuels | KTOE | FI | 2010 | nrg_100a | 0.49823
Consumption in Coal Mines | 2000 | 2000-Solid fuels | KTOE | CZ | 2014 | nrg_100a | 10.8689
Consumption in Coal Mines | 2000 | 2000-Solid fuels | KTOE | TR | 2010 | nrg_100a | 2.1018
Imports | 3000 | 3000-Total petroleum products | KTOE | DK | 2010 | nrg_100a | 392.8181
Imports | 3000 | 3000-Total petroleum products | KTOE | FI | 2013 | nrg_100a | 766.1007
Imports | 3000 | 3000-Total petroleum products | KTOE | UK | 2014 | nrg_100a | 3563.4315
Consumption in Oil and gas extraction | 3000 | 3000-Total petroleum products | KTOE | NL | 2009 | nrg_102a | 0.041868
Consumption in Oil and gas extraction | 6000 | 6000-Electrical energy | KTOE | UK | 2010 | nrg_100a | 2.0264
Consumption in Coal Mines | 6000 | 6000-Electrical energy | KTOE | SK | 2011 | nrg_100a | 0.32238
Consumption in Coal Mines | 6000 | 6000-Electrical energy | KTOE | RS | 2011 | nrg_100a | 0.81224
Consumption in Coke Ovens | 6000 | 6000-Electrical energy | KTOE | BE | 2013 | nrg_100a | 0.20515
Consumption in Coke Ovens | 6000 | 6000-Electrical energy | KTOE | HU | 2013 | nrg_100a | 0.20097
Consumption in Coke Ovens | 6000 | 6000-Electrical energy | KTOE | NL | 2011 | nrg_100a | 0.29308
Consumption in Coke Ovens | 6000 | 6000-Electrical energy | KTOE | SE | 2009 | nrg_100a | 0.037681
Consumption in BKB / PB Plants | 6000 | 6000-Electrical energy | KTOE | BG | 2011 | nrg_100a | 0.087923
Consumption in Pipeline transport | 6000 | 6000-Electrical energy | KTOE | AT | 2013 | nrg_100a | 0.59453
Consumption in Oil and gas extraction | 0 | 0000-All products | KTOE | IT | 2012 | nrg_100a | 36.9569
Transformation input in Coke Ovens | 0 | 0000-All products | KTOE | FI | 2013 | nrg_100a | 35.9227
Transformation input in Coke Ovens | 0 | 0000-All products | KTOE | NL | 2014 | nrg_100a | 83.3466
Transformation input in Coke Ovens | 0 | 0000-All products | KTOE | PL | 2014 | nrg_100a | 377.821
Transformation input in Coke Ovens | 0 | 0000-All products | KTOE | SK | 2009 | nrg_100a | 58.7324
Transformation input in Coke Ovens | 0 | 0000-All products | KTOE | UK | 2012 | nrg_100a | 150.3145
Primary production | 0 | 0000-All products | KTOE | CZ | 2014 | nrg_100a | 1217.0735
Primary production | 0 | 0000-All products | KTOE | BG | 2009 | nrg_100a | 406.7727
Primary production | 0 | 0000-All products | KTOE | DE | 2010 | nrg_100a | 5387.0802
Primary production | 0 | 0000-All products | KTOE | ES | 2011 | nrg_100a | 1332.7799
Primary production | 0 | 0000-All products | KTOE | IS | 2014 | nrg_100a | 218.731
Primary production | 0 | 0000-All products | KTOE | RS | 2011 | nrg_100a | 466.3844
Primary production | 0 | 0000-All products | KTOE | SE | 2013 | nrg_100a | 1452.1162
Imports | 0 | 0000-All products | KTOE | DK | 2011 | nrg_100a | 659.1656
Imports | 0 | 0000-All products | KTOE | HU | 2010 | nrg_100a | 754.654
Imports | 0 | 0000-All products | KTOE | LT | 2011 | nrg_100a | 594.5968
Imports | 0 | 0000-All products | KTOE | TR | 2014 | nrg_100a | 4248.191
Transformation output from BKB / PB Plants | 0 | 0000-All products | KTOE | UA | 2012 | nrg_100a | 4.1994
Consumption in Coke Ovens | 4220 | 4220-Blast Furnace Gas | KTOE | CZ | 2010 | nrg_103a | 1.6915
Imports | 6000 | 6000-Electrical energy | KTOE | DE | 2009 | nrg_105a | 150.6913
Imports | 6000 | 6000-Electrical energy | KTOE | CZ | 2009 | nrg_105a | 30.9111
Imports | 6000 | 6000-Electrical energy | KTOE | HU | 2012 | nrg_105a | 61.0938
Imports | 6000 | 6000-Electrical energy | KTOE | HR | 2011 | nrg_105a | 50.3463
Imports | 6000 | 6000-Electrical energy | KTOE | IT | 2014 | nrg_105a | 168.2884
Imports | 6000 | 6000-Electrical energy | KTOE | LT | 2009 | nrg_105a | 17.2203
Imports | 6000 | 6000-Electrical energy | KTOE | LV | 2013 | nrg_105a | 18.02
Imports | 6000 | 6000-Electrical energy | KTOE | MD | 2013 | nrg_105a | 5.2419
Imports | 6000 | 6000-Electrical energy | KTOE | NL | 2010 | nrg_105a | 56.0989
Consumption in Oil and gas extraction | 6000 | 6000-Electrical energy | KTOE | IT | 2014 | nrg_105a | 1.3063
Consumption in Coal Mines | 6000 | 6000-Electrical energy | KTOE | IT | 2012 | nrg_105a | 0.17585
Consumption in Coal Mines | 6000 | 6000-Electrical energy | KTOE | SK | 2009 | nrg_105a | 0.34332
Consumption in Coke Ovens | 6000 | 6000-Electrical energy | KTOE | SE | 2009 | nrg_105a | 0.037681
Consumption in BKB / PB Plants | 6000 | 6000-Electrical energy | KTOE | DE | 2009 | nrg_105a | 17.0989
Consumption in BKB / PB Plants | 6000 | 6000-Electrical energy | KTOE | BG | 2013 | nrg_105a | 0.13398
Primary production | 5520 | 5520-Wind power | KTOE | CZ | 2013 | nrg_107a | 1.7333
Primary production | 5520 | 5520-Wind power | KTOE | CY | 2012 | nrg_107a | 0.6657
Primary production | 5520 | 5520-Wind power | KTOE | DE | 2014 | nrg_107a | 206.4846
Primary production | 5520 | 5520-Wind power | KTOE | ES | 2011 | nrg_107a | 154.5055
Primary production | 5520 | 5520-Wind power | KTOE | FI | 2014 | nrg_107a | 3.9858
Primary production | 5520 | 5520-Wind power | KTOE | SE | 2013 | nrg_107a | 35.4329
Transformation input in Coke Ovens | 0 | 0000-All products | KTOE | IT | 2011 | nrg_110a | 173.1995
Transformation input in Coke Ovens | 0 | 0000-All products | KTOE | SK | 2013 | nrg_110a | 58.5063
Transformation output from Patent Fuel Plants | 0 | 0000-All products | KTOE | HU | 2011 | nrg_110a | 0.14654
Transformation output from BKB / PB Plants | 0 | 0000-All products | KTOE | RS | 2012 | nrg_110a | 10.3791
Consumption in Oil and gas extraction | 0 | 0000-All products | KTOE | RO | 2010 | nrg_110a | 22.3115
Consumption in Oil and gas extraction | 0 | 0000-All products | KTOE | UA | 2013 | nrg_110a | 20.5069
Consumption in Coal Mines | 0 | 0000-All products | KTOE | IT | 2013 | nrg_110a | 0.21353
Consumption in Coal Mines | 0 | 0000-All products | KTOE | RS | 2013 | nrg_110a | 2.1729
Consumption in Coal Mines | 0 | 0000-All products | KTOE | SK | 2011 | nrg_110a | 0.49823
Consumption in Coke Ovens | 0 | 0000-All products | KTOE | BE | 2013 | nrg_110a | 5.4596
Consumption in Coke Ovens | 0 | 0000-All products | KTOE | CZ | 2009 | nrg_110a | 11.4425
Primary production | 0 | 0000-All products | KTOE | IS | 2010 | nrg_110a | 200.5854
Primary production | 0 | 0000-All products | KTOE | SE | 2011 | nrg_110a | 1376.5863
Consumption in Coal Mines | 3000 | 3000-Total petroleum products | KTOE | NO | 2011 | nrg_102a | 0.041868
Consumption in Coke Ovens | 3000 | 3000-Total petroleum products | KTOE | BE | 2014 | nrg_102a | 0.041868
Consumption in Coal Mines | 2000 | 2000-Solid fuels | KTOE | PL | 2009 | nrg_110a | 6.7868
Consumption in Coal Mines | 2000 | 2000-Solid fuels | KTOE | SK | 2012 | nrg_110a | 0.020934
Primary production | 2000 | 2000-Solid fuels | KTOE | HU | 2012 | nrg_110a | 67.2609
Primary production | 2000 | 2000-Solid fuels | KTOE | UK | 2010 | nrg_110a | 435.5026
Imports | 2000 | 2000-Solid fuels | KTOE | DE | 2011 | nrg_110a | 1395.787
Imports | 2000 | 2000-Solid fuels | KTOE | IS | 2014 | nrg_110a | 3.6886
Imports | 2000 | 2000-Solid fuels | KTOE | TR | 2014 | nrg_110a | 812.1931
Transformation input in Coke Ovens | 2000 | 2000-Solid fuels | KTOE | FR | 2014 | nrg_110a | 137.1889
Transformation input in Coke Ovens | 2000 | 2000-Solid fuels | KTOE | NL | 2011 | nrg_110a | 84.8371
Transformation input in Coke Ovens | 2000 | 2000-Solid fuels | KTOE | PL | 2011 | nrg_110a | 367.3122
Transformation input in Coke Ovens | 2000 | 2000-Solid fuels | KTOE | TR | 2014 | nrg_110a | 179.195
Transformation input in Coke Ovens | 2000 | 2000-Solid fuels | KTOE | UK | 2011 | nrg_110a | 160.3837
Transformation input in Gas Works | 2000 | 2000-Solid fuels | KTOE | UA | 2009 | nrg_110a | 1.3398
Consumption in BKB / PB Plants | 2000 | 2000-Solid fuels | KTOE | DE | 2012 | nrg_110a | 10.8815
Imports | 3000 | 3000-Total petroleum products | KTOE | IE | 2011 | nrg_110a | 365.6709
Imports | 3000 | 3000-Total petroleum products | KTOE | HU | 2009 | nrg_110a | 323.2879
Imports | 3000 | 3000-Total petroleum products | KTOE | LT | 2012 | nrg_110a | 430.3109
Imports | 3000 | 3000-Total petroleum products | KTOE | MT | 2010 | nrg_110a | 99.5454
Imports | 3000 | 3000-Total petroleum products | KTOE | SK | 2011 | nrg_110a | 300.2354
Primary production | 3000 | 3000-Total petroleum products | KTOE | DK | 2011 | nrg_110a | 453.4765
Primary production | 3000 | 3000-Total petroleum products | KTOE | EL | 2010 | nrg_110a | 4.9153
Transformation input in Gas Works | 3000 | 3000-Total petroleum products | KTOE | ES | 2012 | nrg_110a | 2.1436
Consumption in Oil and gas extraction | 3000 | 3000-Total petroleum products | KTOE | NL | 2010 | nrg_110a | 0.083736
Consumption in Coal Mines | 3000 | 3000-Total petroleum products | KTOE | SK | 2014 | nrg_110a | 0.041868
Primary production | 3000 | 3000-Total petroleum products | KTOE | CZ | 2013 | nrg_100a | 10.7517
Primary production | 3000 | 3000-Total petroleum products | KTOE | DE | 2009 | nrg_100a | 188.2218
Primary production | 3000 | 3000-Total petroleum products | KTOE | DK | 2010 | nrg_100a | 504.0321
Primary production | 3000 | 3000-Total petroleum products | KTOE | FI | 2012 | nrg_100a | 2.9768
Primary production | 3000 | 3000-Total petroleum products | KTOE | HU | 2012 | nrg_100a | 40.2393
Primary production | 3000 | 3000-Total petroleum products | KTOE | RS | 2013 | nrg_100a | 51.5311
Primary production | 3000 | 3000-Total petroleum products | KTOE | UK | 2012 | nrg_100a | 1924.0732
Primary production | 2000 | 2000-Solid fuels | KTOE | BG | 2013 | nrg_100a | 200.2253
Primary production | 2000 | 2000-Solid fuels | KTOE | EE | 2010 | nrg_100a | 165.0772
Imports | 2000 | 2000-Solid fuels | KTOE | CZ | 2010 | nrg_100a | 93.328
Imports | 2000 | 2000-Solid fuels | KTOE | FR | 2009 | nrg_100a | 450.6797
Imports | 2000 | 2000-Solid fuels | KTOE | LT | 2010 | nrg_100a | 9.1775
Imports | 2000 | 2000-Solid fuels | KTOE | LV | 2012 | nrg_100a | 3.9523
Imports | 2000 | 2000-Solid fuels | KTOE | MD | 2012 | nrg_100a | 4.392
Transformation input in Coke Ovens | 2000 | 2000-Solid fuels | KTOE | FR | 2014 | nrg_100a | 137.1889
Transformation input in Coke Ovens | 2000 | 2000-Solid fuels | KTOE | UA | 2013 | nrg_100a | 721.1261
Transformation input in Coke Ovens | 2000 | 2000-Solid fuels | KTOE | TR | 2010 | nrg_100a | 154.9786
Consumption in BKB / PB Plants | 2000 | 2000-Solid fuels | KTOE | UA | 2009 | nrg_100a | 0.18003
Transformation input in Coke Ovens | 3000 | 3000-Total petroleum products | KTOE | FR | 2009 | nrg_100a | 2.4953
Imports | 3000 | 3000-Total petroleum products | KTOE | HR | 2010 | nrg_100a | 206.7191
Imports | 3000 | 3000-Total petroleum products | KTOE | IT | 2009 | nrg_100a | 3986.0262
Imports | 3000 | 3000-Total petroleum products | KTOE | SK | 2012 | nrg_100a | 271.828
Consumption in Oil and gas extraction | 3000 | 3000-Total petroleum products | KTOE | NO | 2012 | nrg_100a | 8.9639
Consumption in Coal Mines | 3000 | 3000-Total petroleum products | KTOE | PL | 2013 | nrg_100a | 1.03
Consumption in Coal Mines | 3000 | 3000-Total petroleum products | KTOE | NO | 2012 | nrg_100a | 0.21353
Transformation output from Coke Ovens | 2000 | 2000-Solid fuels | KTOE | BE | 2012 | nrg_101a | 54.9015
Transformation output from BKB / PB Plants | 2000 | 2000-Solid fuels | KTOE | DE | 2010 | nrg_101a | 125.0597
Transformation output from BKB / PB Plants | 2000 | 2000-Solid fuels | KTOE | EE | 2012 | nrg_101a | 1.0383
Transformation input in BKB / PB Plants | 2000 | 2000-Solid fuels | KTOE | BG | 2013 | nrg_101a | 42.9314
Transformation input in BKB / PB Plants | 2000 | 2000-Solid fuels | KTOE | IE | 2009 | nrg_101a | 4.7478
Primary production | 2000 | 2000-Solid fuels | KTOE | MK | 2014 | nrg_101a | 41.2316
Imports | 2000 | 2000-Solid fuels | KTOE | SI | 2014 | nrg_101a | 10.0986
Imports | 2000 | 2000-Solid fuels | KTOE | UK | 2009 | nrg_101a | 997.9154
Consumption in Coal Mines | 2000 | 2000-Solid fuels | KTOE | BG | 2014 | nrg_101a | 0.054428
Consumption in Coal Mines | 2000 | 2000-Solid fuels | KTOE | DE | 2010 | nrg_101a | 0.13398
Consumption in Coal Mines | 2000 | 2000-Solid fuels | KTOE | TR | 2010 | nrg_101a | 2.1018
Imports | 0 | 0000-All products | KTOE | DE | 2011 | nrg_110a | 9926.5051
Imports | 0 | 0000-All products | KTOE | IT | 2010 | nrg_110a | 7542.1769
Imports | 0 | 0000-All products | KTOE | IS | 2010 | nrg_110a | 45.7492
Imports | 0 | 0000-All products | KTOE | LU | 2013 | nrg_110a | 183.6833
Imports | 0 | 0000-All products | KTOE | SK | 2014 | nrg_110a | 616.9543
Consumption in BKB / PB Plants | 0 | 0000-All products | KTOE | DE | 2013 | nrg_110a | 32.3472
Transformation input in Gas Works | 0 | 0000-All products | KTOE | CZ | 2012 | nrg_110a | 19.7994
Transformation input in Gas Works | 0 | 0000-All products | KTOE | EE | 2009 | nrg_110a | 9.9227
Transformation input in Gas Works | 0 | 0000-All products | KTOE | ES | 2012 | nrg_110a | 2.1436
Transformation output from Coke Ovens | 0 | 0000-All products | KTOE | PL | 2011 | nrg_110a | 351.955
Transformation output from Coke Ovens | 0 | 0000-All products | KTOE | SE | 2009 | nrg_110a | 34.8216
Transformation output from Coke Ovens | 0 | 0000-All products | KTOE | TR | 2010 | nrg_110a | 146.919
Imports | 2112 | 2112-Patent Fuels | KTOE | DE | 2011 | nrg_110a | 8.0596
Consumption in Oil and gas extraction | 3214 | 3214-Refinery gas | KTOE | RO | 2010 | nrg_110a | 1.0593
Consumption in Coke Ovens | 4220 | 4220-Blast Furnace Gas | KTOE | AT | 2011 | nrg_110a | 5.02
Consumption in Coke Ovens | 4220 | 4220-Blast Furnace Gas | KTOE | NL | 2011 | nrg_110a | 0.75362
Consumption in Coke Ovens | 4220 | 4220-Blast Furnace Gas | KTOE | RO | 2009 | nrg_110a | 0.48986
Primary production | 5520 | 5520-Wind power | KTOE | BG | 2012 | nrg_110a | 4.3961
Primary production | 5520 | 5520-Wind power | KTOE | DE | 2012 | nrg_110a | 182.4105
Primary production | 5520 | 5520-Wind power | KTOE | DK | 2012 | nrg_110a | 36.9736
Primary production | 5520 | 5520-Wind power | KTOE | EE | 2013 | nrg_110a | 1.905
Consumption in Coke Ovens | 6000 | 6000-Electrical energy | KTOE | PL | 2010 | nrg_110a | 2.8345
Consumption in Coke Ovens | 6000 | 6000-Electrical energy | KTOE | NL | 2011 | nrg_110a | 0.29308
Consumption in BKB / PB Plants | 6000 | 6000-Electrical energy | KTOE | DE | 2011 | nrg_110a | 17.3375
Consumption in Gas Works | 6000 | 6000-Electrical energy | KTOE | PL | 2014 | nrg_110a | 0.25539
Imports | 6000 | 6000-Electrical energy | KTOE | MD | 2013 | nrg_110a | 5.2419
Imports | 6000 | 6000-Electrical energy | KTOE | LV | 2013 | nrg_110a | 18.02
Imports | 6000 | 6000-Electrical energy | KTOE | HR | 2009 | nrg_110a | 42.81
Consumption in Oil and gas extraction | 6000 | 6000-Electrical energy | KTOE | UK | 2012 | nrg_110a | 2.0348
Consumption in Coal Mines | 6000 | 6000-Electrical energy | KTOE | NO | 2013 | nrg_110a | 0.14654
Consumption in Coke Ovens | 6000 | 6000-Electrical energy | KTOE | CZ | 2013 | nrg_110a | 0.42705
Consumption in Coke Ovens | 6000 | 6000-Electrical energy | KTOE | IT | 2009 | nrg_110a | 0.27214
Consumption in Oil and gas extraction | 0 | 0000-All products | KTOE | PL | 2013 | nrg_100a | 10.2325
Consumption in Oil and gas extraction | 0 | 0000-All products | KTOE | PT | 2010 | nrg_100a | 0.46055
Imports | 6000 | 6000-Electrical energy | KTOE | MK | 2011 | nrg_110a | 9.8976
Consumption in Coal Mines | 6000 | 6000-Electrical energy | KTOE | EE | 2010 | nrg_110a | 0.79968
Consumption in Coal Mines | 6000 | 6000-Electrical energy | KTOE | HU | 2013 | nrg_110a | 1.3775
Consumption in Oil and gas extraction | 6000 | 6000-Electrical energy | KTOE | HU | 2010 | nrg_110a | 0.85411
Consumption in Coal Mines | 6000 | 6000-Electrical energy | KTOE | MK | 2009 | nrg_110a | 0.38937
Transformation output from Coke Ovens | 0 | 0000-All products | KTOE | HU | 2009 | nrg_100a | 28.7968
Transformation output from Coke Ovens | 0 | 0000-All products | KTOE | FR | 2013 | nrg_100a | 120.8269
Transformation output from Coke Ovens | 0 | 0000-All products | KTOE | SK | 2010 | nrg_100a | 61.592
Consumption in Coal Mines | 0 | 0000-All products | KTOE | PT | 2009 | nrg_100a | 0.0041868
Consumption in Gas Works | 0 | 0000-All products | KTOE | ES | 2010 | nrg_100a | 0.16329
Consumption in Pipeline transport | 0 | 0000-All products | KTOE | EL | 2010 | nrg_100a | 0.01256
Consumption in Pipeline transport | 0 | 0000-All products | KTOE | HR | 2010 | nrg_100a | 0.083736
Consumption in Pipeline transport | 0 | 0000-All products | KTOE | LT | 2013 | nrg_100a | 1.1597
Imports | 6000 | 6000-Electrical energy | KTOE | CZ | 2009 | nrg_100a | 30.9111
Imports | 6000 | 6000-Electrical energy | KTOE | HU | 2009 | nrg_100a | 39.4983
Imports | 6000 | 6000-Electrical energy | KTOE | HR | 2009 | nrg_100a | 42.81
Imports | 6000 | 6000-Electrical energy | KTOE | LU | 2014 | nrg_100a | 25.058
Imports | 6000 | 6000-Electrical energy | KTOE | IT | 2011 | nrg_100a | 171.0685
Imports | 6000 | 6000-Electrical energy | KTOE | TR | 2011 | nrg_100a | 16.3997
Consumption in BKB / PB Plants | 6000 | 6000-Electrical energy | KTOE | UA | 2009 | nrg_100a | 0.10048
Consumption in Oil and gas extraction | 6000 | 6000-Electrical energy | KTOE | PL | 2012 | nrg_100a | 0.38519
Consumption in Oil and gas extraction | 6000 | 6000-Electrical energy | KTOE | PT | 2011 | nrg_100a | 0.016747
Consumption in Oil and gas extraction | 6000 | 6000-Electrical energy | KTOE | UA | 2014 | nrg_100a | 1.6622
Consumption in Coal Mines | 6000 | 6000-Electrical energy | KTOE | CZ | 2011 | nrg_100a | 4.2663
Consumption in Coal Mines | 6000 | 6000-Electrical energy | KTOE | SI | 2012 | nrg_100a | 0.24283
Consumption in Coal Mines | 6000 | 6000-Electrical energy | KTOE | RO | 2013 | nrg_100a | 3.0396
Consumption in Coal Mines | 6000 | 6000-Electrical energy | KTOE | UK | 2010 | nrg_100a | 3.743
Consumption in Coke Ovens | 6000 | 6000-Electrical energy | KTOE | IT | 2012 | nrg_100a | 0.49823
Consumption in Coke Ovens | 6000 | 6000-Electrical energy | KTOE | PL | 2010 | nrg_100a | 2.8345
Consumption in Coke Ovens | 6000 | 6000-Electrical energy | KTOE | SE | 2014 | nrg_100a | 0.058615
Consumption in BKB / PB Plants | 6000 | 6000-Electrical energy | KTOE | DE | 2012 | nrg_100a | 17.2747
Transformation input in Coke Ovens | 0 | 0000-All products | KTOE | IT | 2012 | nrg_100a | 154.9828
Transformation input in Coke Ovens | 0 | 0000-All products | KTOE | SK | 2014 | nrg_100a | 60.1392
Transformation input in Gas Works | 0 | 0000-All products | KTOE | HR | 2009 | nrg_100a | 0.21771
Primary production | 0 | 0000-All products | KTOE | BE | 2011 | nrg_100a | 665.1611
Primary production | 0 | 0000-All products | KTOE | BG | 2014 | nrg_100a | 471.5635
Primary production | 0 | 0000-All products | KTOE | CY | 2012 | nrg_100a | 4.4631
Primary production | 0 | 0000-All products | KTOE | DK | 2009 | nrg_100a | 985.1917
Primary production | 0 | 0000-All products | KTOE | EL | 2010 | nrg_100a | 395.5228
Primary production | 0 | 0000-All products | KTOE | HU | 2012 | nrg_100a | 438.4752
Primary production | 0 | 0000-All products | KTOE | UA | 2014 | nrg_100a | 2954.5494
Primary production | 0 | 0000-All products | KTOE | UK | 2010 | nrg_100a | 6184.72
Imports | 0 | 0000-All products | KTOE | IS | 2013 | nrg_100a | 33.9089
Imports | 0 | 0000-All products | KTOE | IT | 2009 | nrg_100a | 7117.5558
Imports | 0 | 0000-All products | KTOE | MD | 2011 | nrg_100a | 136.8414
Transformation output from Patent Fuel Plants | 0 | 0000-All products | KTOE | FR | 2009 | nrg_100a | 0.20515
Imports | 2112 | 2112-Patent Fuels | KTOE | FR | 2013 | nrg_101a | 2.0515
Consumption in Coke Ovens | 4220 | 4220-Blast Furnace Gas | KTOE | SE | 2010 | nrg_103a | 0.4773
Imports | 6000 | 6000-Electrical energy | KTOE | CZ | 2014 | nrg_105a | 42.63
Imports | 6000 | 6000-Electrical energy | KTOE | DE | 2014 | nrg_105a | 145.5667
Imports | 6000 | 6000-Electrical energy | KTOE | FR | 2009 | nrg_105a | 66.6622
Imports | 6000 | 6000-Electrical energy | KTOE | LT | 2014 | nrg_105a | 30.6767
Imports | 6000 | 6000-Electrical energy | KTOE | SK | 2010 | nrg_105a | 26.402
Consumption in Oil and gas extraction | 6000 | 6000-Electrical energy | KTOE | NO | 2010 | nrg_105a | 19.4561
Consumption in Oil and gas extraction | 6000 | 6000-Electrical energy | KTOE | PL | 2010 | nrg_105a | 0.35169
Consumption in Oil and gas extraction | 6000 | 6000-Electrical energy | KTOE | UA | 2012 | nrg_105a | 2.3153
Consumption in Oil and gas extraction | 6000 | 6000-Electrical energy | KTOE | UK | 2013 | nrg_105a | 2.0515
Consumption in Coal Mines | 6000 | 6000-Electrical energy | KTOE | PL | 2011 | nrg_105a | 22.3994
Consumption in Coal Mines | 6000 | 6000-Electrical energy | KTOE | SK | 2014 | nrg_105a | 0.29726
Consumption in Patent Fuel Plants | 6000 | 6000-Electrical energy | KTOE | HU | 2011 | nrg_105a | 0.0041868
Consumption in Coke Ovens | 6000 | 6000-Electrical energy | KTOE | IT | 2012 | nrg_105a | 0.49823
Consumption in Coke Ovens | 6000 | 6000-Electrical energy | KTOE | SE | 2014 | nrg_105a | 0.058615
Consumption in BKB / PB Plants | 6000 | 6000-Electrical energy | KTOE | DE | 2014 | nrg_105a | 17.5553
Consumption in Pipeline transport | 6000 | 6000-Electrical energy | KTOE | AT | 2010 | nrg_105a | 0.52335
Primary production | 5520 | 5520-Wind power | KTOE | IS | 2013 | nrg_107a | 0.01256
Transformation input in Coke Ovens | 0 | 0000-All products | KTOE | FR | 2010 | nrg_110a | 132.0056
Transformation input in Coke Ovens | 0 | 0000-All products | KTOE | SE | 2010 | nrg_110a | 56.4339
Transformation input in Coke Ovens | 0 | 0000-All products | KTOE | UA | 2009 | nrg_110a | 724.195
Consumption in Coal Mines | 0 | 0000-All products | KTOE | CZ | 2012 | nrg_110a | 21.4992
Consumption in Coal Mines | 0 | 0000-All products | KTOE | NO | 2012 | nrg_110a | 0.35588
Consumption in Coke Ovens | 0 | 0000-All products | KTOE | CZ | 2014 | nrg_110a | 4.8692
Primary production | 0 | 0000-All products | KTOE | DE | 2009 | nrg_110a | 5300.158
Primary production | 0 | 0000-All products | KTOE | EE | 2012 | nrg_110a | 213.1709
Primary production | 0 | 0000-All products | KTOE | RS | 2011 | nrg_110a | 466.3844
Imports | 0 | 0000-All products | KTOE | FR | 2011 | nrg_110a | 6677.5859
Imports | 0 | 0000-All products | KTOE | MD | 2010 | nrg_110a | 137.9216
Imports | 0 | 0000-All products | KTOE | TR | 2009 | nrg_110a | 3190.4086
Transformation input in Coke Ovens | 0 | 0000-All products | KTOE | FI | 2012 | nrg_110a | 36.0693
Consumption in BKB / PB Plants | 0 | 0000-All products | KTOE | CZ | 2010 | nrg_110a | 0.58197
Consumption in BKB / PB Plants | 0 | 0000-All products | KTOE | BG | 2010 | nrg_110a | 7.4818
Consumption in Gas Works | 0 | 0000-All products | KTOE | PL | 2011 | nrg_110a | 0.24283
Consumption in Oil and gas extraction | 0 | 0000-All products | KTOE | NL | 2013 | nrg_110a | 39.9965
Consumption in Oil and gas extraction | 0 | 0000-All products | KTOE | NO | 2012 | nrg_110a | 183.1558
Consumption in Pipeline transport | 0 | 0000-All products | KTOE | BG | 2012 | nrg_110a | 8.6248
Imports | 2112 | 2112-Patent Fuels | KTOE | NL | 2012 | nrg_110a | 0.029308
Consumption in Coke Ovens | 4220 | 4220-Blast Furnace Gas | KTOE | CZ | 2012 | nrg_110a | 1.9552
Primary production | 5520 | 5520-Wind power | KTOE | IE | 2011 | nrg_110a | 15.7675
Primary production | 5520 | 5520-Wind power | KTOE | SE | 2012 | nrg_110a | 25.7949
Primary production | 5520 | 5520-Wind power | KTOE | RO | 2012 | nrg_110a | 9.504
Primary production | 3000 | 3000-Total petroleum products | KTOE | NL | 2010 | nrg_102a | 65.8039
Imports | 3000 | 3000-Total petroleum products | KTOE | DK | 2009 | nrg_102a | 365.964
Imports | 3000 | 3000-Total petroleum products | KTOE | SE | 2012 | nrg_102a | 1146.4212
Imports | 3000 | 3000-Total petroleum products | KTOE | SI | 2011 | nrg_102a | 139.3493
Consumption in Coke Ovens | 3000 | 3000-Total petroleum products | KTOE | UA | 2012 | nrg_102a | 0.381
Primary production | 2000 | 2000-Solid fuels | KTOE | IT | 2014 | nrg_110a | 2.286
Primary production | 2000 | 2000-Solid fuels | KTOE | MK | 2011 | nrg_110a | 59.0464
Imports | 2000 | 2000-Solid fuels | KTOE | BE | 2009 | nrg_110a | 144.0803
Imports | 2000 | 2000-Solid fuels | KTOE | UK | 2012 | nrg_110a | 1161.2215
Transformation input in Coke Ovens | 2000 | 2000-Solid fuels | KTOE | CZ | 2013 | nrg_110a | 96.4639
Transformation output from BKB / PB Plants | 2000 | 2000-Solid fuels | KTOE | FI | 2014 | nrg_110a | 0.18003
Transformation output from Coke Ovens | 2000 | 2000-Solid fuels | KTOE | AT | 2012 | nrg_110a | 39.2471
Transformation output from Coke Ovens | 2000 | 2000-Solid fuels | KTOE | UK | 2012 | nrg_110a | 112.3318
Imports | 3000 | 3000-Total petroleum products | KTOE | AT | 2010 | nrg_110a | 573.3697
Imports | 3000 | 3000-Total petroleum products | KTOE | DK | 2014 | nrg_110a | 501.3651
Imports | 3000 | 3000-Total petroleum products | KTOE | SI | 2009 | nrg_110a | 129.929
Imports | 3000 | 3000-Total petroleum products | KTOE | SE | 2010 | nrg_110a | 1169.7584
Primary production | 3000 | 3000-Total petroleum products | KTOE | IT | 2014 | nrg_110a | 255.2943
Primary production | 3000 | 3000-Total petroleum products | KTOE | NL | 2011 | nrg_110a | 65.7118
Primary production | 3000 | 3000-Total petroleum products | KTOE | LT | 2013 | nrg_110a | 3.6509
Consumption in Coal Mines | 3000 | 3000-Total petroleum products | KTOE | UA | 2012 | nrg_110a | 1.3984
Transformation output from Coke Ovens | 2000 | 2000-Solid fuels | KTOE | AT | 2014 | nrg_100a | 39.5904
Transformation output from Coke Ovens | 2000 | 2000-Solid fuels | KTOE | BE | 2010 | nrg_100a | 57.7862
Primary production | 3000 | 3000-Total petroleum products | KTOE | NL | 2010 | nrg_100a | 65.8039
Primary production | 3000 | 3000-Total petroleum products | KTOE | LT | 2013 | nrg_100a | 3.6509
Imports | 2000 | 2000-Solid fuels | KTOE | DK | 2010 | nrg_100a | 112.3653
Imports | 2000 | 2000-Solid fuels | KTOE | SE | 2014 | nrg_100a | 84.2342
Imports | 2000 | 2000-Solid fuels | KTOE | UK | 2014 | nrg_100a | 1111.5787
Transformation output from Coke Ovens | 2000 | 2000-Solid fuels | KTOE | UA | 2010 | nrg_100a | 561.9565
Consumption in Coal Mines | 2000 | 2000-Solid fuels | KTOE | BG | 2010 | nrg_100a | 0.075362
Consumption in Coal Mines | 2000 | 2000-Solid fuels | KTOE | UA | 2013 | nrg_100a | 1.1514
Imports | 3000 | 3000-Total petroleum products | KTOE | BE | 2011 | nrg_100a | 2245.3892
Imports | 3000 | 3000-Total petroleum products | KTOE | SE | 2014 | nrg_100a | 1124.4698
Imports | 3000 | 3000-Total petroleum products | KTOE | XK | 2012 | nrg_100a | 24.4384
Consumption in Oil and gas extraction | 3000 | 3000-Total petroleum products | KTOE | AL | 2010 | nrg_100a | 0.49404
Consumption in Coke Ovens | 3000 | 3000-Total petroleum products | KTOE | UA | 2013 | nrg_100a | 0.33913
Consumption in BKB / PB Plants | 6000 | 6000-Electrical energy | KTOE | BG | 2012 | nrg_110a | 0.10467
Consumption in BKB / PB Plants | 6000 | 6000-Electrical energy | KTOE | UA | 2012 | nrg_110a | 0.050242
Consumption in Pipeline transport | 6000 | 6000-Electrical energy | KTOE | AT | 2012 | nrg_110a | 0.51916
Imports | 6000 | 6000-Electrical energy | KTOE | DE | 2010 | nrg_110a | 154.6646
Imports | 6000 | 6000-Electrical energy | KTOE | HR | 2014 | nrg_110a | 39.2345
Imports | 6000 | 6000-Electrical energy | KTOE | IE | 2012 | nrg_110a | 2.8219
Consumption in Oil and gas extraction | 6000 | 6000-Electrical energy | KTOE | NL | 2010 | nrg_110a | 5.9285
Consumption in Coal Mines | 6000 | 6000-Electrical energy | KTOE | RS | 2010 | nrg_110a | 0.64477
Consumption in Coal Mines | 6000 | 6000-Electrical energy | KTOE | SK | 2012 | nrg_110a | 0.32657
Consumption in Coke Ovens | 6000 | 6000-Electrical energy | KTOE | IT | 2014 | nrg_110a | 0.15491
Consumption in Oil and gas extraction | 0 | 0000-All products | KTOE | RO | 2013 | nrg_100a | 20.2934
Consumption in Coal Mines | 0 | 0000-All products | KTOE | CZ | 2009 | nrg_100a | 11.0783
Consumption in Coal Mines | 0 | 0000-All products | KTOE | IT | 2010 | nrg_100a | 0.14235
Consumption in Coal Mines | 0 | 0000-All products | KTOE | RO | 2012 | nrg_100a | 4.3543
Consumption in Coal Mines | 0 | 0000-All products | KTOE | SK | 2014 | nrg_100a | 0.42705
Consumption in Coke Ovens | 0 | 0000-All products | KTOE | NL | 2010 | nrg_100a | 7.8963
Consumption in BKB / PB Plants | 0 | 0000-All products | KTOE | DE | 2010 | nrg_100a | 28.4284
Consumption in BKB / PB Plants | 0 | 0000-All products | KTOE | UA | 2012 | nrg_100a | 0.40193
Consumption in Pipeline transport | 0 | 0000-All products | KTOE | LT | 2009 | nrg_100a | 1.0383
Imports | 6000 | 6000-Electrical energy | KTOE | DE | 2014 | nrg_100a | 145.5667
Imports | 6000 | 6000-Electrical energy | KTOE | LU | 2010 | nrg_100a | 26.2094
Imports | 6000 | 6000-Electrical energy | KTOE | LT | 2011 | nrg_100a | 29.1108
Imports | 6000 | 6000-Electrical energy | KTOE | MD | 2014 | nrg_100a | 2.6335
Consumption in Gas Works | 6000 | 6000-Electrical energy | KTOE | PL | 2013 | nrg_100a | 0.23446
Consumption in Oil and gas extraction | 6000 | 6000-Electrical energy | KTOE | IT | 2009 | nrg_100a | 1.2267
Consumption in Oil and gas extraction | 6000 | 6000-Electrical energy | KTOE | LT | 2014 | nrg_100a | 0.079549
Consumption in Oil and gas extraction | 6000 | 6000-Electrical energy | KTOE | NO | 2014 | nrg_100a | 23.6554
Consumption in Oil and gas extraction | 6000 | 6000-Electrical energy | KTOE | UA | 2010 | nrg_100a | 1.7543
Consumption in Oil and gas extraction | 6000 | 6000-Electrical energy | KTOE | UK | 2011 | nrg_100a | 2.0725
Consumption in Coal Mines | 6000 | 6000-Electrical energy | KTOE | RO | 2009 | nrg_100a | 3.9188
Consumption in Coal Mines | 6000 | 6000-Electrical energy | KTOE | RS | 2012 | nrg_100a | 1.4905
Consumption in Coal Mines | 6000 | 6000-Electrical energy | KTOE | SK | 2012 | nrg_100a | 0.32657
Consumption in Coke Ovens | 6000 | 6000-Electrical energy | KTOE | BE | 2014 | nrg_100a | 0.079549
Consumption in Coke Ovens | 6000 | 6000-Electrical energy | KTOE | HU | 2014 | nrg_100a | 0.19678
Consumption in Coke Ovens | 6000 | 6000-Electrical energy | KTOE | NL | 2012 | nrg_100a | 0.2847
Consumption in Coke Ovens | 6000 | 6000-Electrical energy | KTOE | SE | 2010 | nrg_100a | 0.041868
Consumption in BKB / PB Plants | 6000 | 6000-Electrical energy | KTOE | BG | 2012 | nrg_100a | 0.10467
Consumption in Pipeline transport | 6000 | 6000-Electrical energy | KTOE | AT | 2014 | nrg_100a | 0.6029
Consumption in Oil and gas extraction | 0 | 0000-All products | KTOE | IT | 2013 | nrg_100a | 34.9556
Transformation input in Coke Ovens | 0 | 0000-All products | KTOE | FI | 2014 | nrg_100a | 36.3037
Transformation input in Coke Ovens | 0 | 0000-All products | KTOE | SK | 2010 | nrg_100a | 62.9527
Transformation input in Coke Ovens | 0 | 0000-All products | KTOE | UK | 2013 | nrg_100a | 160.1032
Primary production | 0 | 0000-All products | KTOE | BG | 2010 | nrg_100a | 438.6678
Primary production | 0 | 0000-All products | KTOE | DE | 2011 | nrg_100a | 5136.115
Primary production | 0 | 0000-All products | KTOE | ES | 2012 | nrg_100a | 1395.5358
Primary production | 0 | 0000-All products | KTOE | RS | 2012 | nrg_100a | 450.4871
Primary production | 0 | 0000-All products | KTOE | SE | 2014 | nrg_100a | 1430.5709
Imports | 0 | 0000-All products | KTOE | DK | 2012 | nrg_100a | 658.278
Imports | 0 | 0000-All products | KTOE | IS | 2009 | nrg_100a | 49.8062
Imports | 0 | 0000-All products | KTOE | HU | 2011 | nrg_100a | 701.5486
Imports | 0 | 0000-All products | KTOE | LT | 2012 | nrg_100a | 587.0061
Transformation output from BKB / PB Plants | 0 | 0000-All products | KTOE | UA | 2013 | nrg_100a | 5.38
Imports | 2112 | 2112-Patent Fuels | KTOE | FR | 2009 | nrg_101a | 3.2238
Consumption in Patent Fuel Plants | 2112 | 2112-Patent Fuels | KTOE | HU | 2011 | nrg_101a | 0.029308
Consumption in Coke Ovens | 4220 | 4220-Blast Furnace Gas | KTOE | CZ | 2011 | nrg_103a | 2.152
Imports | 6000 | 6000-Electrical energy | KTOE | DE | 2010 | nrg_105a | 154.6646
Imports | 6000 | 6000-Electrical energy | KTOE | CZ | 2010 | nrg_105a | 23.9108
Imports | 6000 | 6000-Electrical energy | KTOE | HU | 2013 | nrg_105a | 59.888
Imports | 6000 | 6000-Electrical energy | KTOE | HR | 2012 | nrg_105a | 47.4281
Imports | 6000 | 6000-Electrical energy | KTOE | LV | 2014 | nrg_105a | 19.2258
Imports | 6000 | 6000-Electrical energy | KTOE | LT | 2010 | nrg_105a | 29.4248
Imports | 6000 | 6000-Electrical energy | KTOE | NL | 2011 | nrg_105a | 74.232
Imports | 6000 | 6000-Electrical energy | KTOE | MD | 2014 | nrg_105a | 2.6335
Consumption in Oil and gas extraction | 6000 | 6000-Electrical energy | KTOE | UK | 2009 | nrg_105a | 2.1395
Consumption in Coal Mines | 6000 | 6000-Electrical energy | KTOE | IT | 2013 | nrg_105a | 0.14654
Consumption in Coal Mines | 6000 | 6000-Electrical energy | KTOE | SK | 2010 | nrg_105a | 0.33494
Consumption in Coke Ovens | 6000 | 6000-Electrical energy | KTOE | SE | 2010 | nrg_105a | 0.041868
Consumption in BKB / PB Plants | 6000 | 6000-Electrical energy | KTOE | DE | 2010 | nrg_105a | 17.5804
Consumption in BKB / PB Plants | 6000 | 6000-Electrical energy | KTOE | BG | 2014 | nrg_105a | 0.18003
Primary production | 5520 | 5520-Wind power | KTOE | CY | 2013 | nrg_107a | 0.83317
Primary production | 5520 | 5520-Wind power | KTOE | CZ | 2014 | nrg_107a | 1.7166
Primary production | 5520 | 5520-Wind power | KTOE | ES | 2012 | nrg_107a | 178.0981
Primary production | 5520 | 5520-Wind power | KTOE | SE | 2014 | nrg_107a | 40.4445
Transformation input in Coke Ovens | 0 | 0000-All products | KTOE | IT | 2012 | nrg_110a | 154.9828
Transformation input in Coke Ovens | 0 | 0000-All products | KTOE | SK | 2014 | nrg_110a | 60.1392
Transformation output from BKB / PB Plants | 0 | 0000-All products | KTOE | RS | 2013 | nrg_110a | 10.3205
Consumption in Oil and gas extraction | 0 | 0000-All products | KTOE | RO | 2011 | nrg_110a | 19.7617
Consumption in Oil and gas extraction | 0 | 0000-All products | KTOE | UA | 2014 | nrg_110a | 23.668
Consumption in Coal Mines | 0 | 0000-All products | KTOE | IT | 2014 | nrg_110a | 0.11304
Consumption in Coal Mines | 0 | 0000-All products | KTOE | RS | 2014 | nrg_110a | 1.9469
Consumption in Coal Mines | 0 | 0000-All products | KTOE | SK | 2012 | nrg_110a | 0.51079
Consumption in Coke Ovens | 0 | 0000-All products | KTOE | BE | 2014 | nrg_110a | 4.6055
Consumption in Coke Ovens | 0 | 0000-All products | KTOE | CZ | 2010 | nrg_110a | 12.2129
Primary production | 0 | 0000-All products | KTOE | IS | 2011 | nrg_110a | 217.6759
Primary production | 0 | 0000-All products | KTOE | SE | 2012 | nrg_110a | 1495.8432
Imports | 0 | 0000-All products | KTOE | DE | 2012 | nrg_110a | 9952.3879
Imports | 0 | 0000-All products | KTOE | IT | 2011 | nrg_110a | 7140.2273
Imports | 0 | 0000-All products | KTOE | IS | 2011 | nrg_110a | 47.5202
Imports | 0 | 0000-All products | KTOE | LU | 2014 | nrg_110a | 178.433
Consumption in BKB / PB Plants | 0 | 0000-All products | KTOE | DE | 2014 | nrg_110a | 32.8036
Transformation input in Gas Works | 0 | 0000-All products | KTOE | CZ | 2013 | nrg_110a | 16.7891
Transformation input in Gas Works | 0 | 0000-All products | KTOE | ES | 2013 | nrg_110a | 0.69082
Transformation input in Gas Works | 0 | 0000-All products | KTOE | EE | 2010 | nrg_110a | 11.3295
Transformation output from Coke Ovens | 0 | 0000-All products | KTOE | PL | 2012 | nrg_110a | 332.9469
Transformation output from Coke Ovens | 0 | 0000-All products | KTOE | SE | 2010 | nrg_110a | 41.7801
Transformation output from Coke Ovens | 0 | 0000-All products | KTOE | TR | 2011 | nrg_110a | 135.2127
Consumption in Oil and gas extraction | 0 | 0000-All products | KTOE | IT | 2009 | nrg_110a | 10.3288
Consumption in Oil and gas extraction | 0 | 0000-All products | KTOE | NL | 2009 | nrg_110a | 30.0194
Imports | 2112 | 2112-Patent Fuels | KTOE | DE | 2012 | nrg_110a | 3.8979
Transformation output from Patent Fuel Plants | 2112 | 2112-Patent Fuels | KTOE | HU | 2009 | nrg_110a | 0.26377
Consumption in Oil and gas extraction | 3214 | 3214-Refinery gas | KTOE | RO | 2011 | nrg_110a | 1.4905
Consumption in Coke Ovens | 4220 | 4220-Blast Furnace Gas | KTOE | AT | 2012 | nrg_110a | 4.7855
Consumption in Coke Ovens | 4220 | 4220-Blast Furnace Gas | KTOE | NL | 2012 | nrg_110a | 0.94622
Primary production | 5520 | 5520-Wind power | KTOE | BG | 2013 | nrg_110a | 4.9446
Primary production | 5520 | 5520-Wind power | KTOE | DE | 2013 | nrg_110a | 186.1493
Primary production | 5520 | 5520-Wind power | KTOE | EE | 2014 | nrg_110a | 2.1729
Primary production | 5520 | 5520-Wind power | KTOE | DK | 2013 | nrg_110a | 40.0426
Primary production | 5520 | 5520-Wind power | KTOE | IS | 2013 | nrg_110a | 0.01256
Consumption in Coke Ovens | 6000 | 6000-Electrical energy | KTOE | PL | 2011 | nrg_110a | 2.9015
Consumption in Coke Ovens | 6000 | 6000-Electrical energy | KTOE | NL | 2012 | nrg_110a | 0.2847
Consumption in BKB / PB Plants | 6000 | 6000-Electrical energy | KTOE | DE | 2012 | nrg_110a | 17.2747
Imports | 6000 | 6000-Electrical energy | KTOE | MD | 2014 | nrg_110a | 2.6335
Imports | 6000 | 6000-Electrical energy | KTOE | LV | 2014 | nrg_110a | 19.2258
Imports | 6000 | 6000-Electrical energy | KTOE | HR | 2010 | nrg_110a | 44.6941
Consumption in Oil and gas extraction | 6000 | 6000-Electrical energy | KTOE | UK | 2013 | nrg_110a | 2.0515
Consumption in Coal Mines | 6000 | 6000-Electrical energy | KTOE | NO | 2014 | nrg_110a | 0.10467
Consumption in Coke Ovens | 6000 | 6000-Electrical energy | KTOE | CZ | 2014 | nrg_110a | 0.42705
Consumption in Coke Ovens | 6000 | 6000-Electrical energy | KTOE | IT | 2010 | nrg_110a | 0.65314
Consumption in Oil and gas extraction | 0 | 0000-All products | KTOE | PL | 2014 | nrg_100a | 11.0322
Consumption in Oil and gas extraction | 0 | 0000-All products | KTOE | RO | 2009 | nrg_100a | 19.0164
Consumption in Oil and gas extraction | 0 | 0000-All products | KTOE | PT | 2011 | nrg_100a | 0.10886
Consumption in Coal Mines | 0 | 0000-All products | KTOE | NO | 2011 | nrg_100a | 0.17166
Consumption in Coal Mines | 0 | 0000-All products | KTOE | SK | 2010 | nrg_100a | 0.52754
Consumption in Coal Mines | 0 | 0000-All products | KTOE | UK | 2012 | nrg_100a | 3.9775
Consumption in BKB / PB Plants | 0 | 0000-All products | KTOE | CZ | 2010 | nrg_100a | 0.58197
Consumption in Coke Ovens | 6000 | 6000-Electrical energy | KTOE | SE | 2010 | nrg_110a | 0.041868
Consumption in BKB / PB Plants | 6000 | 6000-Electrical energy | KTOE | IE | 2012 | nrg_110a | 0.33494
Consumption in BKB / PB Plants | 6000 | 6000-Electrical energy | KTOE | RS | 2014 | nrg_110a | 0.78293
Consumption in Pipeline transport | 6000 | 6000-Electrical energy | KTOE | AT | 2014 | nrg_110a | 0.6029
Consumption in Pipeline transport | 6000 | 6000-Electrical energy | KTOE | BG | 2010 | nrg_110a | 0.10467
Consumption in Pipeline transport | 6000 | 6000-Electrical energy | KTOE | HU | 2013 | nrg_110a | 0.041868
Imports | 6000 | 6000-Electrical energy | KTOE | MK | 2013 | nrg_110a | 8.9681
Consumption in Coal Mines | 6000 | 6000-Electrical energy | KTOE | EE | 2012 | nrg_110a | 0.8876
Consumption in Oil and gas extraction | 6000 | 6000-Electrical energy | KTOE | HU | 2012 | nrg_110a | 0.98808
Consumption in Coal Mines | 6000 | 6000-Electrical energy | KTOE | PL | 2010 | nrg_110a | 22.1105
Consumption in Coke Ovens | 6000 | 6000-Electrical energy | KTOE | DE | 2009 | nrg_110a | 1.0132
Transformation output from Coke Ovens | 0 | 0000-All products | KTOE | RO | 2010 | nrg_100a | 0.071176
Transformation output from Coke Ovens | 0 | 0000-All products | KTOE | SK | 2012 | nrg_100a | 58.4017
Consumption in Coal Mines | 0 | 0000-All products | KTOE | PT | 2011 | nrg_100a | 0.01256
Consumption in BKB / PB Plants | 0 | 0000-All products | KTOE | DE | 2012 | nrg_100a | 33.4525
Consumption in Gas Works | 0 | 0000-All products | KTOE | ES | 2012 | nrg_100a | 0.38937
Consumption in Pipeline transport | 0 | 0000-All products | KTOE | FR | 2010 | nrg_100a | 0.066989
Consumption in Pipeline transport | 0 | 0000-All products | KTOE | HR | 2012 | nrg_100a | 0.066989
Imports | 6000 | 6000-Electrical energy | KTOE | CZ | 2011 | nrg_100a | 37.6435
Imports | 6000 | 6000-Electrical energy | KTOE | HU | 2011 | nrg_100a | 52.7914
Imports | 6000 | 6000-Electrical energy | KTOE | HR | 2011 | nrg_100a | 50.3463
Imports | 6000 | 6000-Electrical energy | KTOE | IT | 2013 | nrg_100a | 159.6176
Imports | 6000 | 6000-Electrical energy | KTOE | LV | 2009 | nrg_100a | 15.3321
Imports | 6000 | 6000-Electrical energy | KTOE | TR | 2013 | nrg_100a | 26.7453
Consumption in BKB / PB Plants | 6000 | 6000-Electrical energy | KTOE | UA | 2011 | nrg_100a | 0.058615
Consumption in Oil and gas extraction | 6000 | 6000-Electrical energy | KTOE | PL | 2014 | nrg_100a | 0.6029
Consumption in Oil and gas extraction | 6000 | 6000-Electrical energy | KTOE | PT | 2013 | nrg_100a | 0.01256
Consumption in Oil and gas extraction | 6000 | 6000-Electrical energy | KTOE | RO | 2009 | nrg_100a | 5.4052
Consumption in Coal Mines | 6000 | 6000-Electrical energy | KTOE | CZ | 2013 | nrg_100a | 4.6515
Consumption in Coal Mines | 6000 | 6000-Electrical energy | KTOE | EE | 2012 | nrg_100a | 0.8876
Consumption in Coal Mines | 6000 | 6000-Electrical energy | KTOE | EL | 2014 | nrg_100a | 2.8387
Consumption in Coal Mines | 6000 | 6000-Electrical energy | KTOE | ES | 2010 | nrg_100a | 0.48986
Consumption in Coal Mines | 6000 | 6000-Electrical energy | KTOE | SI | 2014 | nrg_100a | 0.20515
Consumption in Coke Ovens | 6000 | 6000-Electrical energy | KTOE | IT | 2014 | nrg_100a | 0.15491
Consumption in Coke Ovens | 6000 | 6000-Electrical energy | KTOE | PL | 2012 | nrg_100a | 2.6461
Transformation input in Coke Ovens | 0 | 0000-All products | KTOE | IT | 2014 | nrg_100a | 70.7695
Transformation input in Gas Works | 0 | 0000-All products | KTOE | HR | 2011 | nrg_100a | 0.13398
Primary production | 0 | 0000-All products | KTOE | BE | 2013 | nrg_100a | 612.7131
Primary production | 0 | 0000-All products | KTOE | CY | 2014 | nrg_100a | 4.9321
Primary production | 0 | 0000-All products | KTOE | EL | 2012 | nrg_100a | 436.5953
Primary production | 0 | 0000-All products | KTOE | DK | 2011 | nrg_100a | 846.0267
Primary production | 0 | 0000-All products | KTOE | HU | 2014 | nrg_100a | 418.6423
Imports | 0 | 0000-All products | KTOE | IT | 2011 | nrg_100a | 7140.2273
Imports | 0 | 0000-All products | KTOE | MD | 2013 | nrg_100a | 118.6037
Transformation output from Patent Fuel Plants | 2112 | 2112-Patent Fuels | KTOE | HU | 2009 | nrg_101a | 0.26377
Imports | 6000 | 6000-Electrical energy | KTOE | FR | 2011 | nrg_105a | 34.202
Imports | 6000 | 6000-Electrical energy | KTOE | SK | 2012 | nrg_105a | 48.4999
Consumption in Oil and gas extraction | 6000 | 6000-Electrical energy | KTOE | NO | 2012 | nrg_105a | 23.2284
Consumption in Oil and gas extraction | 6000 | 6000-Electrical energy | KTOE | PL | 2012 | nrg_105a | 0.38519
Consumption in Oil and gas extraction | 6000 | 6000-Electrical energy | KTOE | UA | 2014 | nrg_105a | 1.6622
Consumption in Coal Mines | 6000 | 6000-Electrical energy | KTOE | SI | 2010 | nrg_105a | 0.24283
Consumption in Coal Mines | 6000 | 6000-Electrical energy | KTOE | TR | 2010 | nrg_105a | 2.6628
Consumption in Coke Ovens | 6000 | 6000-Electrical energy | KTOE | AT | 2010 | nrg_105a | 0.10886
Consumption in Coke Ovens | 6000 | 6000-Electrical energy | KTOE | BE | 2012 | nrg_105a | 0.13398
Consumption in Coke Ovens | 6000 | 6000-Electrical energy | KTOE | IT | 2014 | nrg_105a | 0.15491
Consumption in Coke Ovens | 6000 | 6000-Electrical energy | KTOE | NL | 2010 | nrg_105a | 0.29726
Transformation input in Coke Ovens | 0 | 0000-All products | KTOE | SE | 2012 | nrg_110a | 44.3005
Transformation input in Coke Ovens | 0 | 0000-All products | KTOE | UA | 2011 | nrg_110a | 803.3046
Transformation input in Coke Ovens | 0 | 0000-All products | KTOE | UK | 2009 | nrg_110a | 154.1538
Consumption in Oil and gas extraction | 0 | 0000-All products | KTOE | RS | 2010 | nrg_110a | 1.4193
Consumption in Coal Mines | 0 | 0000-All products | KTOE | CZ | 2014 | nrg_110a | 22.2235
Consumption in Coke Ovens | 0 | 0000-All products | KTOE | PL | 2009 | nrg_110a | 37.8361
Primary production | 0 | 0000-All products | KTOE | CY | 2010 | nrg_110a | 3.7179
Primary production | 0 | 0000-All products | KTOE | DE | 2011 | nrg_110a | 5136.115
Primary production | 0 | 0000-All products | KTOE | EE | 2014 | nrg_110a | 244.1867
Primary production | 0 | 0000-All products | KTOE | EL | 2010 | nrg_110a | 395.5228
Primary production | 0 | 0000-All products | KTOE | PT | 2011 | nrg_110a | 231.5217
Primary production | 0 | 0000-All products | KTOE | RS | 2013 | nrg_110a | 474.3728
Imports | 0 | 0000-All products | KTOE | CZ | 2009 | nrg_110a | 848.321
Imports | 0 | 0000-All products | KTOE | CY | 2013 | nrg_110a | 97.6739
Imports | 0 | 0000-All products | KTOE | FR | 2013 | nrg_110a | 6473.0775
Imports | 0 | 0000-All products | KTOE | HU | 2009 | nrg_110a | 742.1731
Imports | 0 | 0000-All products | KTOE | LV | 2009 | nrg_110a | 162.1255
Imports | 0 | 0000-All products | KTOE | MD | 2012 | nrg_110a | 133.5296
Imports | 0 | 0000-All products | KTOE | TR | 2011 | nrg_110a | 3726.767
Consumption in BKB / PB Plants | 0 | 0000-All products | KTOE | BG | 2012 | nrg_110a | 6.3011
Consumption in Oil and gas extraction | 0 | 0000-All products | KTOE | NO | 2014 | nrg_110a | 193.5683
Consumption in Oil and gas extraction | 0 | 0000-All products | KTOE | PL | 2010 | nrg_110a | 7.7833
Primary production | 5520 | 5520-Wind power | KTOE | BE | 2009 | nrg_110a | 3.5839
Primary production | 5520 | 5520-Wind power | KTOE | CZ | 2009 | nrg_110a | 1.0383
Primary production | 5520 | 5520-Wind power | KTOE | IE | 2013 | nrg_110a | 16.3495
Primary production | 5520 | 5520-Wind power | KTOE | SE | 2014 | nrg_110a | 40.4445
Primary production | 5520 | 5520-Wind power | KTOE | RO | 2014 | nrg_110a | 22.324
Consumption in BKB / PB Plants | 6000 | 6000-Electrical energy | KTOE | BG | 2014 | nrg_110a | 0.18003
Imports | 6000 | 6000-Electrical energy | KTOE | CZ | 2013 | nrg_110a | 38.0538
Imports | 6000 | 6000-Electrical energy | KTOE | DE | 2012 | nrg_110a | 166.5635
Imports | 6000 | 6000-Electrical energy | KTOE | DK | 2009 | nrg_110a | 40.3482
Imports | 6000 | 6000-Electrical energy | KTOE | IE | 2014 | nrg_110a | 10.2702
Consumption in Oil and gas extraction | 6000 | 6000-Electrical energy | KTOE | NL | 2012 | nrg_110a | 6.5858
Consumption in Coal Mines | 6000 | 6000-Electrical energy | KTOE | RS | 2012 | nrg_110a | 1.4905
Consumption in Coal Mines | 6000 | 6000-Electrical energy | KTOE | SK | 2014 | nrg_110a | 0.29726
Consumption in Oil and gas extraction | 0 | 0000-All products | KTOE | NL | 2010 | nrg_100a | 33.1176
Consumption in Coal Mines | 0 | 0000-All products | KTOE | CZ | 2011 | nrg_100a | 20.3772
Consumption in Coal Mines | 0 | 0000-All products | KTOE | EE | 2010 | nrg_100a | 1.57
Consumption in Coal Mines | 0 | 0000-All products | KTOE | IT | 2012 | nrg_100a | 0.25121
Consumption in Coal Mines | 0 | 0000-All products | KTOE | RO | 2014 | nrg_100a | 3.1234
Consumption in Coke Ovens | 0 | 0000-All products | KTOE | PL | 2010 | nrg_100a | 47.2145
Consumption in Coke Ovens | 0 | 0000-All products | KTOE | NL | 2012 | nrg_100a | 7.5279
Consumption in BKB / PB Plants | 0 | 0000-All products | KTOE | UA | 2014 | nrg_100a | 0.21353
Imports | 6000 | 6000-Electrical energy | KTOE | UA | 2010 | nrg_100a | 0.083736
Consumption in Oil and gas extraction | 6000 | 6000-Electrical energy | KTOE | BG | 2014 | nrg_100a | 0.016747
Consumption in Coal Mines | 6000 | 6000-Electrical energy | KTOE | BG | 2013 | nrg_100a | 1.9845
Consumption in Coal Mines | 6000 | 6000-Electrical energy | KTOE | DE | 2012 | nrg_100a | 4.7143
Consumption in Coke Ovens | 6000 | 6000-Electrical energy | KTOE | UA | 2012 | nrg_100a | 3.429
Transformation input in Coke Ovens | 0 | 0000-All products | KTOE | BE | 2009 | nrg_100a | 59.9927
Transformation input in BKB / PB Plants | 0 | 0000-All products | KTOE | LT | 2009 | nrg_100a | 0.15072
Primary production | 0 | 0000-All products | KTOE | MK | 2014 | nrg_100a | 52.8542
Consumption in Pipeline transport | 0 | 0000-All products | KTOE | BG | 2009 | nrg_100a | 5.9453
Imports | 6000 | 6000-Electrical energy | KTOE | UA | 2011 | nrg_100a | 0.11723
Consumption in Oil and gas extraction | 6000 | 6000-Electrical energy | KTOE | BE | 2010 | nrg_100a | 0.0083736
Consumption in Oil and gas extraction | 6000 | 6000-Electrical energy | KTOE | DE | 2009 | nrg_100a | 1.9887
Consumption in Coal Mines | 6000 | 6000-Electrical energy | KTOE | BG | 2014 | nrg_100a | 2.1855
Consumption in Coal Mines | 6000 | 6000-Electrical energy | KTOE | DE | 2013 | nrg_100a | 4.0026
Consumption in Coal Mines | 6000 | 6000-Electrical energy | KTOE | TR | 2009 | nrg_100a | 2.6042
Consumption in Coke Ovens | 6000 | 6000-Electrical energy | KTOE | UA | 2013 | nrg_100a | 3.1359
Transformation input in Coke Ovens | 0 | 0000-All products | KTOE | BE | 2010 | nrg_100a | 75.9946
Transformation input in BKB / PB Plants | 0 | 0000-All products | KTOE | LT | 2010 | nrg_100a | 0.09211
Primary production | 0 | 0000-All products | KTOE | LU | 2014 | nrg_100a | 6.3891
Imports | 0 | 0000-All products | KTOE | BG | 2014 | nrg_100a | 483.3535
Imports | 0 | 0000-All products | KTOE | FI | 2013 | nrg_100a | 1105.064
Imports | 0 | 0000-All products | KTOE | XK | 2011 | nrg_100a | 39.2261
Consumption in Oil and gas extraction | 0 | 0000-All products | KTOE | BG | 2011 | nrg_100a | 0.037681
Consumption in Oil and gas extraction | 0 | 0000-All products | KTOE | DK | 2012 | nrg_100a | 25.0203
Imports | 2112 | 2112-Patent Fuels | KTOE | BE | 2009 | nrg_101a | 0.23446
Consumption in Coke Ovens | 4220 | 4220-Blast Furnace Gas | KTOE | ES | 2012 | nrg_103a | 1.4193
Consumption in Coke Ovens | 4220 | 4220-Blast Furnace Gas | KTOE | SK | 2011 | nrg_103a | 4.7771
Consumption in Coke Ovens | 4220 | 4220-Blast Furnace Gas | KTOE | TR | 2011 | nrg_103a | 5.1791
Imports | 6000 | 6000-Electrical energy | KTOE | AT | 2014 | nrg_105a | 96.1624
Imports | 6000 | 6000-Electrical energy | KTOE | DK | 2012 | nrg_105a | 57.3131
Imports | 6000 | 6000-Electrical energy | KTOE | FI | 2011 | nrg_105a | 63.5598
Imports | 6000 | 6000-Electrical energy | KTOE | SI | 2009 | nrg_105a | 28.0097
Consumption in Oil and gas extraction | 6000 | 6000-Electrical energy | KTOE | AL | 2011 | nrg_105a | 1.0802
Consumption in Oil and gas extraction | 6000 | 6000-Electrical energy | KTOE | AT | 2011 | nrg_105a | 0.62802
Consumption in Oil and gas extraction | 6000 | 6000-Electrical energy | KTOE | CZ | 2012 | nrg_105a | 0.025121
Consumption in Coke Ovens | 6000 | 6000-Electrical energy | KTOE | SK | 2013 | nrg_105a | 0.23027
Consumption in Coke Ovens | 6000 | 6000-Electrical energy | KTOE | UA | 2010 | nrg_105a | 3.81
Transformation output from BKB / PB Plants | 0 | 0000-All products | KTOE | IE | 2011 | nrg_110a | 3.8393
Consumption in Coal Mines | 0 | 0000-All products | KTOE | DE | 2012 | nrg_110a | 5.1958
Consumption in Coke Ovens | 0 | 0000-All products | KTOE | ES | 2011 | nrg_110a | 12.6065
Consumption in Coke Ovens | 0 | 0000-All products | KTOE | FI | 2013 | nrg_110a | 2.9852
Consumption in Coke Ovens | 0 | 0000-All products | KTOE | FR | 2013 | nrg_110a | 14.0258
Primary production | 0 | 0000-All products | KTOE | LT | 2012 | nrg_110a | 55.2071
Primary production | 0 | 0000-All products | KTOE | LU | 2010 | nrg_110a | 4.9572
Primary production | 0 | 0000-All products | KTOE | LV | 2012 | nrg_110a | 97.833
Imports | 0 | 0000-All products | KTOE | SI | 2009 | nrg_110a | 203.5329
Imports | 0 | 0000-All products | KTOE | UA | 2009 | nrg_110a | 2028.3999
Imports | 0 | 0000-All products | KTOE | UK | 2011 | nrg_110a | 6310.8599
Consumption in Coke Ovens | 0 | 0000-All products | KTOE | TR | 2009 | nrg_110a | 11.79
Consumption in BKB / PB Plants | 0 | 0000-All products | KTOE | EE | 2014 | nrg_110a | 0.020934
Transformation input in BKB / PB Plants | 0 | 0000-All products | KTOE | BG | 2012 | nrg_110a | 34.7253
Transformation output from Coke Ovens | 0 | 0000-All products | KTOE | AT | 2011 | nrg_110a | 49.0609
Transformation output from Coke Ovens | 0 | 0000-All products | KTOE | DE | 2013 | nrg_110a | 297.5056
Consumption in Oil and gas extraction | 0 | 0000-All products | KTOE | BG | 2013 | nrg_110a | 0.054428
Consumption in Oil and gas extraction | 0 | 0000-All products | KTOE | DK | 2014 | nrg_110a | 23.0232
Imports | 2112 | 2112-Patent Fuels | KTOE | SK | 2009 | nrg_110a | 0.26377
Imports | 2112 | 2112-Patent Fuels | KTOE | UK | 2012 | nrg_110a | 0.43961
Consumption in Coke Ovens | 4220 | 4220-Blast Furnace Gas | KTOE | ES | 2009 | nrg_110a | 1.9552
Consumption in Coke Ovens | 4220 | 4220-Blast Furnace Gas | KTOE | SK | 2009 | nrg_110a | 4.9027
Primary production | 5520 | 5520-Wind power | KTOE | IT | 2011 | nrg_110a | 35.4831
Primary production | 5520 | 5520-Wind power | KTOE | MK | 2014 | nrg_110a | 0.25539
Consumption in BKB / PB Plants | 6000 | 6000-Electrical energy | KTOE | EE | 2014 | nrg_110a | 0.020934
Imports | 6000 | 6000-Electrical energy | KTOE | XK | 2009 | nrg_110a | 2.7633
Consumption in Oil and gas extraction | 6000 | 6000-Electrical energy | KTOE | DE | 2011 | nrg_110a | 2.332
Transformation output from Coke Ovens | 0 | 0000-All products | KTOE | BE | 2013 | nrg_100a | 63.3882
Transformation output from Coke Ovens | 0 | 0000-All products | KTOE | CZ | 2009 | nrg_100a | 89.3547
Transformation output from Gas Works | 0 | 0000-All products | KTOE | UA | 2011 | nrg_100a | 0.9504
Consumption in Coke Ovens | 0 | 0000-All products | KTOE | ES | 2009 | nrg_100a | 20.4693
Consumption in Coke Ovens | 0 | 0000-All products | KTOE | UA | 2013 | nrg_100a | 66.7041
Transformation output from Coke Ovens | 0 | 0000-All products | KTOE | ES | 2010 | nrg_100a | 77.5479
Transformation output from Coke Ovens | 0 | 0000-All products | KTOE | PL | 2011 | nrg_100a | 351.955
Transformation output from Coke Ovens | 0 | 0000-All products | KTOE | SE | 2009 | nrg_100a | 34.8216
Transformation output from Coke Ovens | 0 | 0000-All products | KTOE | TR | 2010 | nrg_100a | 146.919
Consumption in Coke Ovens | 0 | 0000-All products | KTOE | CZ | 2010 | nrg_100a | 12.2129
Consumption in Coke Ovens | 0 | 0000-All products | KTOE | FR | 2012 | nrg_100a | 13.1382
Consumption in BKB / PB Plants | 0 | 0000-All products | KTOE | IE | 2013 | nrg_100a | 0.9504
Consumption in BKB / PB Plants | 0 | 0000-All products | KTOE | RS | 2009 | nrg_100a | 0.17585
Consumption in Pipeline transport | 0 | 0000-All products | KTOE | CZ | 2011 | nrg_100a | 2.8303
Consumption in Pipeline transport | 0 | 0000-All products | KTOE | HU | 2010 | nrg_100a | 1.1514
Consumption in Pipeline transport | 0 | 0000-All products | KTOE | IT | 2014 | nrg_100a | 10.3163
Consumption in Pipeline transport | 0 | 0000-All products | KTOE | MD | 2010 | nrg_100a | 0.050242
Consumption in Pipeline transport | 0 | 0000-All products | KTOE | PL | 2009 | nrg_100a | 12.3846
Imports | 6000 | 6000-Electrical energy | KTOE | NL | 2011 | nrg_100a | 74.232
Consumption in Oil and gas extraction | 6000 | 6000-Electrical energy | KTOE | NL | 2011 | nrg_100a | 6.2174
Consumption in Coal Mines | 6000 | 6000-Electrical energy | KTOE | IT | 2013 | nrg_100a | 0.14654
Consumption in Coal Mines | 6000 | 6000-Electrical energy | KTOE | NO | 2013 | nrg_100a | 0.14654
Consumption in Patent Fuel Plants | 6000 | 6000-Electrical energy | KTOE | HU | 2011 | nrg_100a | 0.0041868
Consumption in Coke Ovens | 6000 | 6000-Electrical energy | KTOE | CZ | 2013 | nrg_100a | 0.42705
Consumption in Coke Ovens | 6000 | 6000-Electrical energy | KTOE | AT | 2009 | nrg_100a | 0.10467
Transformation input in Coke Ovens | 0 | 0000-All products | KTOE | TR | 2011 | nrg_100a | 151.1393
Transformation input in Coke Ovens | 0 | 0000-All products | KTOE | UA | 2014 | nrg_100a | 506.9336
Transformation input in Gas Works | 0 | 0000-All products | KTOE | CZ | 2012 | nrg_100a | 19.7994
Transformation input in Gas Works | 0 | 0000-All products | KTOE | ES | 2011 | nrg_100a | 2.2776
Primary production | 0 | 0000-All products | KTOE | EE | 2013 | nrg_100a | 236.6924
Primary production | 0 | 0000-All products | KTOE | IE | 2010 | nrg_100a | 76.7692
Primary production | 0 | 0000-All products | KTOE | RO | 2013 | nrg_100a | 1093.2112
Imports | 0 | 0000-All products | KTOE | DE | 2013 | nrg_100a | 10540.2774
Imports | 0 | 0000-All products | KTOE | HR | 2011 | nrg_100a | 301.3031
Imports | 0 | 0000-All products | KTOE | IE | 2014 | nrg_100a | 545.3223
Imports | 0 | 0000-All products | KTOE | LU | 2009 | nrg_100a | 188.4353
Imports | 0 | 0000-All products | KTOE | LV | 2010 | nrg_100a | 139.2948
Imports | 0 | 0000-All products | KTOE | UA | 2013 | nrg_100a | 1668.5822
Imports | 2112 | 2112-Patent Fuels | KTOE | DE | 2009 | nrg_101a | 1.5826
Transformation output from Patent Fuel Plants | 2112 | 2112-Patent Fuels | KTOE | BG | 2014 | nrg_101a | 0.55684
Consumption in Oil and gas extraction | 3214 | 3214-Refinery gas | KTOE | RO | 2012 | nrg_102a | 1.3942
Consumption in Coke Ovens | 4220 | 4220-Blast Furnace Gas | KTOE | AT | 2013 | nrg_103a | 5.0451
Consumption in Coke Ovens | 4220 | 4220-Blast Furnace Gas | KTOE | NL | 2013 | nrg_103a | 1.4193
Imports | 6000 | 6000-Electrical energy | KTOE | IE | 2012 | nrg_105a | 2.8219
Imports | 6000 | 6000-Electrical energy | KTOE | LU | 2009 | nrg_105a | 21.6793
Imports | 6000 | 6000-Electrical energy | KTOE | TR | 2011 | nrg_105a | 16.3997
Consumption in Oil and gas extraction | 6000 | 6000-Electrical energy | KTOE | LT | 2013 | nrg_105a | 0.083736
Consumption in Oil and gas extraction | 6000 | 6000-Electrical energy | KTOE | NL | 2009 | nrg_105a | 4.5343
Consumption in Oil and gas extraction | 6000 | 6000-Electrical energy | KTOE | RO | 2014 | nrg_105a | 4.011
Consumption in Coal Mines | 6000 | 6000-Electrical energy | KTOE | DE | 2012 | nrg_105a | 4.7143
Consumption in Coal Mines | 6000 | 6000-Electrical energy | KTOE | RS | 2013 | nrg_105a | 2.1729
Consumption in Coke Ovens | 6000 | 6000-Electrical energy | KTOE | CZ | 2009 | nrg_105a | 0.51916
Consumption in Coke Ovens | 6000 | 6000-Electrical energy | KTOE | PL | 2009 | nrg_105a | 2.353
Consumption in BKB / PB Plants | 6000 | 6000-Electrical energy | KTOE | UA | 2011 | nrg_105a | 0.058615
Consumption in Pipeline transport | 6000 | 6000-Electrical energy | KTOE | BG | 2009 | nrg_105a | 0.10048
Primary production | 5520 | 5520-Wind power | KTOE | BG | 2011 | nrg_107a | 3.0982
Primary production | 5520 | 5520-Wind power | KTOE | EE | 2011 | nrg_107a | 1.323
Primary production | 5520 | 5520-Wind power | KTOE | EL | 2013 | nrg_107a | 14.9008
Primary production | 5520 | 5520-Wind power | KTOE | DK | 2012 | nrg_107a | 36.9736
Primary production | 5520 | 5520-Wind power | KTOE | IT | 2014 | nrg_107a | 54.6419
Primary production | 5520 | 5520-Wind power | KTOE | IE | 2011 | nrg_107a | 15.7675
Primary production | 5520 | 5520-Wind power | KTOE | UK | 2010 | nrg_107a | 36.9192
Primary production | 5520 | 5520-Wind power | KTOE | XK | 2010 | nrg_107a | 0.0041868
Transformation input in Coke Ovens | 0 | 0000-All products | KTOE | PL | 2012 | nrg_110a | 352.516
Transformation input in Coke Ovens | 0 | 0000-All products | KTOE | NL | 2012 | nrg_110a | 78.6155
Consumption in Oil and gas extraction | 0 | 0000-All products | KTOE | UK | 2012 | nrg_110a | 185.5925
Consumption in Coal Mines | 0 | 0000-All products | KTOE | PL | 2014 | nrg_110a | 28.1646
Consumption in Coal Mines | 0 | 0000-All products | KTOE | SI | 2011 | nrg_110a | 0.30145
Consumption in Coal Mines | 0 | 0000-All products | KTOE | TR | 2009 | nrg_110a | 4.8818
Consumption in Coke Ovens | 0 | 0000-All products | KTOE | AT | 2011 | nrg_110a | 6.59
Consumption in Coke Ovens | 0 | 0000-All products | KTOE | IT | 2009 | nrg_110a | 2.2148
Consumption in Coke Ovens | 0 | 0000-All products | KTOE | NL | 2011 | nrg_110a | 7.7833
Consumption in Coke Ovens | 0 | 0000-All products | KTOE | RO | 2009 | nrg_110a | 1.9176
Primary production | 0 | 0000-All products | KTOE | CZ | 2011 | nrg_110a | 1339.2526
Primary production | 0 | 0000-All products | KTOE | ES | 2009 | nrg_110a | 1266.1344
Primary production | 0 | 0000-All products | KTOE | DK | 2010 | nrg_110a | 958.8065
Primary production | 0 | 0000-All products | KTOE | FI | 2012 | nrg_110a | 718.0153
Primary production | 0 | 0000-All products | KTOE | IT | 2012 | nrg_110a | 1467.2348
Primary production | 0 | 0000-All products | KTOE | SI | 2013 | nrg_110a | 150.8462
Imports | 0 | 0000-All products | KTOE | IE | 2013 | nrg_110a | 570.4473
Imports | 0 | 0000-All products | KTOE | NL | 2013 | nrg_110a | 8024.693
Imports | 0 | 0000-All products | KTOE | MT | 2013 | nrg_110a | 95.6558
Consumption in BKB / PB Plants | 0 | 0000-All products | KTOE | UA | 2014 | nrg_110a | 0.21353
Transformation input in Gas Works | 0 | 0000-All products | KTOE | HR | 2012 | nrg_110a | 0.10048
Transformation input in Gas Works | 0 | 0000-All products | KTOE | UA | 2009 | nrg_110a | 1.3398
Consumption in Oil and gas extraction | 0 | 0000-All products | KTOE | PT | 2011 | nrg_110a | 0.10886
Consumption in Pipeline transport | 0 | 0000-All products | KTOE | AT | 2011 | nrg_110a | 7.6744
Consumption in Pipeline transport | 0 | 0000-All products | KTOE | BE | 2009 | nrg_110a | 0.39775
Consumption in Coke Ovens | 4220 | 4220-Blast Furnace Gas | KTOE | SE | 2011 | nrg_110a | 0.58197
Primary production | 5520 | 5520-Wind power | KTOE | CY | 2011 | nrg_110a | 0.41031
Primary production | 5520 | 5520-Wind power | KTOE | EL | 2013 | nrg_110a | 14.9008
Primary production | 5520 | 5520-Wind power | KTOE | ES | 2013 | nrg_110a | 200.3258
Primary production | 5520 | 5520-Wind power | KTOE | HU | 2009 | nrg_110a | 1.1932
Primary production | 5520 | 5520-Wind power | KTOE | UK | 2013 | nrg_110a | 102.317
Consumption in Pipeline transport | 6000 | 6000-Electrical energy | KTOE | BG | 2011 | nrg_110a | 0.10886
Consumption in Pipeline transport | 6000 | 6000-Electrical energy | KTOE | BE | 2011 | nrg_110a | 0.28889
Imports | 6000 | 6000-Electrical energy | KTOE | NL | 2014 | nrg_110a | 118.2771
Imports | 6000 | 6000-Electrical energy | KTOE | TR | 2012 | nrg_110a | 20.9759
Imports | 6000 | 6000-Electrical energy | KTOE | HU | 2010 | nrg_110a | 35.6297
Imports | 6000 | 6000-Electrical energy | KTOE | IT | 2010 | nrg_110a | 165.5544
Imports | 6000 | 6000-Electrical energy | KTOE | LT | 2011 | nrg_110a | 29.1108
Consumption in Oil and gas extraction | 6000 | 6000-Electrical energy | KTOE | PT | 2012 | nrg_110a | 0.01256
Consumption in Oil and gas extraction | 6000 | 6000-Electrical energy | KTOE | RO | 2013 | nrg_110a | 4.0528
Consumption in Oil and gas extraction | 6000 | 6000-Electrical energy | KTOE | PL | 2009 | nrg_110a | 0.30982
Consumption in Coke Ovens | 6000 | 6000-Electrical energy | KTOE | AT | 2011 | nrg_110a | 0.10048
Consumption in Oil and gas extraction | 0 | 0000-All products | KTOE | NO | 2013 | nrg_100a | 182.7161
Consumption in Oil and gas extraction | 0 | 0000-All products | KTOE | RS | 2010 | nrg_100a | 1.4193
Consumption in Oil and gas extraction | 0 | 0000-All products | KTOE | UA | 2009 | nrg_100a | 29.1736
Consumption in Oil and gas extraction | 0 | 0000-All products | KTOE | UK | 2010 | nrg_100a | 221.0463
Consumption in Coal Mines | 0 | 0000-All products | KTOE | RS | 2011 | nrg_100a | 0.81224
Consumption in Coal Mines | 0 | 0000-All products | KTOE | SI | 2013 | nrg_100a | 0.30145
Consumption in Coke Ovens | 0 | 0000-All products | KTOE | BE | 2011 | nrg_100a | 6.4435
Consumption in Coal Mines | 0 | 0000-All products | KTOE | NO | 2010 | nrg_100a | 0.12142
Consumption in Coal Mines | 0 | 0000-All products | KTOE | SK | 2009 | nrg_100a | 0.55266
Consumption in Coal Mines | 0 | 0000-All products | KTOE | UK | 2011 | nrg_100a | 4.1701
Consumption in BKB / PB Plants | 0 | 0000-All products | KTOE | CZ | 2009 | nrg_100a | 0.6992
Consumption in Gas Works | 0 | 0000-All products | KTOE | PL | 2012 | nrg_100a | 0.24283
Consumption in Pipeline transport | 0 | 0000-All products | KTOE | BE | 2009 | nrg_100a | 0.39775
Consumption in Pipeline transport | 0 | 0000-All products | KTOE | AT | 2011 | nrg_100a | 7.6744
Imports | 6000 | 6000-Electrical energy | KTOE | DK | 2014 | nrg_100a | 45.7282
Imports | 6000 | 6000-Electrical energy | KTOE | FR | 2014 | nrg_100a | 28.3446
Imports | 6000 | 6000-Electrical energy | KTOE | SI | 2009 | nrg_100a | 28.0097
Imports | 6000 | 6000-Electrical energy | KTOE | SK | 2012 | nrg_100a | 48.4999
Imports | 6000 | 6000-Electrical energy | KTOE | XK | 2009 | nrg_100a | 2.7633
Consumption in Oil and gas extraction | 6000 | 6000-Electrical energy | KTOE | EL | 2012 | nrg_100a | 0.18003
Consumption in Coke Ovens | 6000 | 6000-Electrical energy | KTOE | ES | 2009 | nrg_100a | 0.01256
Consumption in BKB / PB Plants | 6000 | 6000-Electrical energy | KTOE | EE | 2014 | nrg_100a | 0.020934
Transformation input in BKB / PB Plants | 0 | 0000-All products | KTOE | BG | 2012 | nrg_100a | 34.7253
Primary production | 0 | 0000-All products | KTOE | IT | 2009 | nrg_100a | 1326.5918
Primary production | 0 | 0000-All products | KTOE | NL | 2010 | nrg_100a | 2923.0437
Imports | 0 | 0000-All products | KTOE | SI | 2011 | nrg_100a | 207.7616
Imports | 0 | 0000-All products | KTOE | SK | 2009 | nrg_100a | 665.1611
Transformation output from BKB / PB Plants | 0 | 0000-All products | KTOE | DE | 2011 | nrg_100a | 138.4407
Consumption in Oil and gas extraction | 0 | 0000-All products | KTOE | AL | 2011 | nrg_100a | 1.7836
Consumption in Oil and gas extraction | 0 | 0000-All products | KTOE | AT | 2013 | nrg_100a | 4.8776
Consumption in Oil and gas extraction | 0 | 0000-All products | KTOE | CZ | 2014 | nrg_100a | 0.3182
Consumption in Oil and gas extraction | 0 | 0000-All products | KTOE | EE | 2012 | nrg_100a | 0.37681
Consumption in Oil and gas extraction | 0 | 0000-All products | KTOE | EL | 2014 | nrg_100a | 0.74106
Imports | 6000 | 6000-Electrical energy | KTOE | SE | 2013 | nrg_105a | 45.6277
Imports | 6000 | 6000-Electrical energy | KTOE | XK | 2013 | nrg_105a | 9.1817
Imports | 6000 | 6000-Electrical energy | KTOE | UA | 2009 | nrg_105a | 0.087923
Imports | 6000 | 6000-Electrical energy | KTOE | UK | 2013 | nrg_105a | 63.1202
Consumption in Oil and gas extraction | 6000 | 6000-Electrical energy | KTOE | BG | 2013 | nrg_105a | 0.016747
Consumption in Coal Mines | 6000 | 6000-Electrical energy | KTOE | BG | 2014 | nrg_105a | 2.1855
Consumption in Coal Mines | 6000 | 6000-Electrical energy | KTOE | UA | 2014 | nrg_105a | 10.5717
Consumption in Coke Ovens | 6000 | 6000-Electrical energy | KTOE | FR | 2012 | nrg_105a | 0.0083736
Consumption in BKB / PB Plants | 6000 | 6000-Electrical energy | KTOE | EE | 2014 | nrg_105a | 0.020934
Primary production | 5520 | 5520-Wind power | KTOE | LT | 2014 | nrg_107a | 2.2986
Primary production | 5520 | 5520-Wind power | KTOE | LU | 2010 | nrg_107a | 0.19678
Primary production | 5520 | 5520-Wind power | KTOE | NO | 2011 | nrg_107a | 4.618
Primary production | 0 | 0000-All products | KTOE | NL | 2013 | nrg_110a | 2897.0186
Primary production | 0 | 0000-All products | KTOE | NO | 2009 | nrg_110a | 9118.8881
Imports | 0 | 0000-All products | KTOE | DK | 2012 | nrg_110a | 658.278
Consumption in Coke Ovens | 0 | 0000-All products | KTOE | UA | 2012 | nrg_110a | 82.4339
Transformation input in BKB / PB Plants | 0 | 0000-All products | KTOE | LT | 2014 | nrg_110a | 0.09211
Transformation input in BKB / PB Plants | 0 | 0000-All products | KTOE | UA | 2010 | nrg_110a | 3.7765
Transformation output from Coke Ovens | 0 | 0000-All products | KTOE | EE | 2011 | nrg_110a | 0.68245
Transformation output from Coke Ovens | 0 | 0000-All products | KTOE | UA | 2013 | nrg_110a | 670.135
Transformation output from Coke Ovens | 0 | 0000-All products | KTOE | UK | 2009 | nrg_110a | 136.6446
Transformation output from Gas Works | 0 | 0000-All products | KTOE | UA | 2011 | nrg_110a | 0.9504
Consumption in Oil and gas extraction | 0 | 0000-All products | KTOE | EL | 2010 | nrg_110a | 0.9211
Consumption in Oil and gas extraction | 0 | 0000-All products | KTOE | ES | 2010 | nrg_110a | 0.18841
Consumption in Coke Ovens | 4220 | 4220-Blast Furnace Gas | KTOE | UK | 2011 | nrg_110a | 2.3655
Primary production | 5520 | 5520-Wind power | KTOE | LT | 2014 | nrg_110a | 2.2986
Consumption in Coke Ovens | 6000 | 6000-Electrical energy | KTOE | UA | 2011 | nrg_110a | 3.4918
Imports | 6000 | 6000-Electrical energy | KTOE | SE | 2009 | nrg_110a | 49.555
Imports | 6000 | 6000-Electrical energy | KTOE | SI | 2011 | nrg_110a | 25.3301
Imports | 6000 | 6000-Electrical energy | KTOE | UA | 2012 | nrg_110a | 0.32238
Imports | 6000 | 6000-Electrical energy | KTOE | FI | 2011 | nrg_110a | 63.5598
Imports | 6000 | 6000-Electrical energy | KTOE | FR | 2012 | nrg_110a | 43.9656
Consumption in Coal Mines | 6000 | 6000-Electrical energy | KTOE | BG | 2013 | nrg_110a | 1.9845
Consumption in Coal Mines | 6000 | 6000-Electrical energy | KTOE | DE | 2012 | nrg_110a | 4.7143
Consumption in Coal Mines | 6000 | 6000-Electrical energy | KTOE | CZ | 2014 | nrg_110a | 5.3298
Consumption in Oil and gas extraction | 6000 | 6000-Electrical energy | KTOE | BG | 2009 | nrg_110a | 0.01256
Consumption in Coal Mines | 6000 | 6000-Electrical energy | KTOE | TR | 2009 | nrg_110a | 2.6042
Consumption in Coal Mines | 6000 | 6000-Electrical energy | KTOE | UA | 2010 | nrg_110a | 24.095
Transformation output from Coke Ovens | 0 | 0000-All products | KTOE | AT | 2009 | nrg_100a | 45.5314
Transformation output from Coke Ovens | 0 | 0000-All products | KTOE | DE | 2011 | nrg_100a | 287.6122
Consumption in Coal Mines | 0 | 0000-All products | KTOE | DE | 2009 | nrg_100a | 11.2876
Consumption in Coke Ovens | 0 | 0000-All products | KTOE | FI | 2013 | nrg_100a | 2.9852
Consumption in Coke Ovens | 0 | 0000-All products | KTOE | SK | 2013 | nrg_100a | 8.0177
Consumption in Coal Mines | 6000 | 6000-Electrical energy | KTOE | IT | 2010 | nrg_100a | 0.14235
Consumption in Coal Mines | 6000 | 6000-Electrical energy | KTOE | NO | 2010 | nrg_100a | 0.12142
Consumption in Coke Ovens | 6000 | 6000-Electrical energy | KTOE | CZ | 2010 | nrg_100a | 0.52754
Consumption in BKB / PB Plants | 6000 | 6000-Electrical energy | KTOE | LT | 2014 | nrg_100a | 0.020934
Consumption in Pipeline transport | 6000 | 6000-Electrical energy | KTOE | BE | 2014 | nrg_100a | 0.096296
Consumption in Pipeline transport | 6000 | 6000-Electrical energy | KTOE | BG | 2012 | nrg_100a | 0.10886
Transformation input in Coke Ovens | 0 | 0000-All products | KTOE | FR | 2012 | nrg_100a | 137.3103
Transformation input in Coke Ovens | 0 | 0000-All products | KTOE | UA | 2011 | nrg_100a | 803.3046
Transformation input in Gas Works | 0 | 0000-All products | KTOE | CZ | 2009 | nrg_100a | 19.0164
Transformation input in Gas Works | 0 | 0000-All products | KTOE | UA | 2012 | nrg_100a | 1.3984
Primary production | 0 | 0000-All products | KTOE | EE | 2010 | nrg_100a | 206.4218
Primary production | 0 | 0000-All products | KTOE | RO | 2010 | nrg_100a | 1162.9632
Imports | 0 | 0000-All products | KTOE | DE | 2010 | nrg_100a | 10242.1395
Imports | 0 | 0000-All products | KTOE | IE | 2011 | nrg_100a | 595.0657
Imports | 0 | 0000-All products | KTOE | NO | 2014 | nrg_100a | 292.6364
Imports | 0 | 0000-All products | KTOE | UA | 2010 | nrg_100a | 2152.5846
Transformation output from Patent Fuel Plants | 0 | 0000-All products | KTOE | HU | 2009 | nrg_100a | 0.26377
Consumption in Oil and gas extraction | 3214 | 3214-Refinery gas | KTOE | RO | 2009 | nrg_102a | 1.2979
Consumption in Coke Ovens | 4220 | 4220-Blast Furnace Gas | KTOE | AT | 2010 | nrg_103a | 4.3836
Consumption in Coke Ovens | 4220 | 4220-Blast Furnace Gas | KTOE | NL | 2010 | nrg_103a | 0.9839
Imports | 6000 | 6000-Electrical energy | KTOE | IE | 2009 | nrg_105a | 3.3787
Consumption in Oil and gas extraction | 6000 | 6000-Electrical energy | KTOE | RO | 2011 | nrg_105a | 4.5092
Consumption in Coal Mines | 6000 | 6000-Electrical energy | KTOE | DE | 2009 | nrg_105a | 9.9185
Consumption in Coal Mines | 6000 | 6000-Electrical energy | KTOE | NO | 2012 | nrg_105a | 0.14235
Consumption in Coal Mines | 6000 | 6000-Electrical energy | KTOE | RS | 2010 | nrg_105a | 0.64477
Consumption in Coal Mines | 6000 | 6000-Electrical energy | KTOE | SI | 2014 | nrg_105a | 0.20515
Consumption in Coal Mines | 6000 | 6000-Electrical energy | KTOE | TR | 2014 | nrg_105a | 2.4367
Consumption in Coke Ovens | 6000 | 6000-Electrical energy | KTOE | AT | 2014 | nrg_105a | 0.10886
Consumption in Coke Ovens | 6000 | 6000-Electrical energy | KTOE | NL | 2014 | nrg_105a | 0.33494
Consumption in Gas Works | 6000 | 6000-Electrical energy | KTOE | PL | 2014 | nrg_105a | 0.25539
Consumption in Pipeline transport | 6000 | 6000-Electrical energy | KTOE | BE | 2014 | nrg_105a | 0.096296
Primary production | 5520 | 5520-Wind power | KTOE | EL | 2010 | nrg_107a | 9.772
Primary production | 5520 | 5520-Wind power | KTOE | DK | 2009 | nrg_107a | 24.1955
Primary production | 5520 | 5520-Wind power | KTOE | IT | 2011 | nrg_107a | 35.4831
Transformation input in Coke Ovens | 0 | 0000-All products | KTOE | NL | 2009 | nrg_110a | 71.2175
Transformation input in Coke Ovens | 0 | 0000-All products | KTOE | PL | 2009 | nrg_110a | 276.6009
Transformation input in Coke Ovens | 0 | 0000-All products | KTOE | TR | 2012 | nrg_110a | 155.7699
Transformation input in Coke Ovens | 0 | 0000-All products | KTOE | UK | 2013 | nrg_110a | 160.1032
Consumption in Oil and gas extraction | 0 | 0000-All products | KTOE | RS | 2014 | nrg_110a | 2.9224
Consumption in Oil and gas extraction | 0 | 0000-All products | KTOE | UK | 2009 | nrg_110a | 219.6102
Consumption in Coal Mines | 0 | 0000-All products | KTOE | PL | 2011 | nrg_110a | 31.2503
Consumption in Coke Ovens | 0 | 0000-All products | KTOE | PL | 2013 | nrg_110a | 44.9369
Primary production | 0 | 0000-All products | KTOE | CY | 2014 | nrg_110a | 4.9321
Primary production | 0 | 0000-All products | KTOE | BG | 2012 | nrg_110a | 488.9596
Primary production | 0 | 0000-All products | KTOE | EL | 2014 | nrg_110a | 368.6394
Primary production | 0 | 0000-All products | KTOE | FI | 2009 | nrg_110a | 690.2652
Primary production | 0 | 0000-All products | KTOE | IT | 2009 | nrg_110a | 1326.5918
Primary production | 0 | 0000-All products | KTOE | IE | 2012 | nrg_110a | 52.5778
Primary production | 0 | 0000-All products | KTOE | SI | 2010 | nrg_110a | 158.3573
Primary production | 0 | 0000-All products | KTOE | UA | 2012 | nrg_110a | 3521.0234
Imports | 0 | 0000-All products | KTOE | CZ | 2013 | nrg_110a | 843.1001
Imports | 0 | 0000-All products | KTOE | HR | 2012 | nrg_110a | 286.4148
Imports | 0 | 0000-All products | KTOE | HU | 2013 | nrg_110a | 689.9763
Imports | 0 | 0000-All products | KTOE | IE | 2010 | nrg_110a | 616.2593
Imports | 0 | 0000-All products | KTOE | LT | 2012 | nrg_110a | 587.0061
Imports | 0 | 0000-All products | KTOE | LV | 2013 | nrg_110a | 181.9248
Imports | 0 | 0000-All products | KTOE | MT | 2010 | nrg_110a | 99.5747
Imports | 0 | 0000-All products | KTOE | NL | 2010 | nrg_110a | 7450.0338
Consumption in Coke Ovens | 0 | 0000-All products | KTOE | SE | 2014 | nrg_110a | 3.9063
Consumption in BKB / PB Plants | 0 | 0000-All products | KTOE | UA | 2011 | nrg_110a | 0.32238
Transformation input in Gas Works | 0 | 0000-All products | KTOE | HR | 2009 | nrg_110a | 0.21771
Consumption in Oil and gas extraction | 0 | 0000-All products | KTOE | PL | 2014 | nrg_110a | 11.0322
Primary production | 5520 | 5520-Wind power | KTOE | BE | 2013 | nrg_110a | 13.2722
Primary production | 5520 | 5520-Wind power | KTOE | CZ | 2013 | nrg_110a | 1.7333
Primary production | 5520 | 5520-Wind power | KTOE | EL | 2010 | nrg_110a | 9.772
Primary production | 5520 | 5520-Wind power | KTOE | ES | 2010 | nrg_110a | 159.3747
Primary production | 5520 | 5520-Wind power | KTOE | UA | 2014 | nrg_110a | 4.0696
Primary production | 5520 | 5520-Wind power | KTOE | UK | 2010 | nrg_110a | 36.9192
Consumption in Coke Ovens | 6000 | 6000-Electrical energy | KTOE | SE | 2014 | nrg_110a | 0.058615
Imports | 6000 | 6000-Electrical energy | KTOE | NL | 2011 | nrg_110a | 74.232
Imports | 6000 | 6000-Electrical energy | KTOE | TR | 2009 | nrg_110a | 2.9224
Imports | 6000 | 6000-Electrical energy | KTOE | SK | 2012 | nrg_110a | 48.4999
Imports | 6000 | 6000-Electrical energy | KTOE | DK | 2013 | nrg_110a | 41.2525
Imports | 6000 | 6000-Electrical energy | KTOE | LU | 2012 | nrg_110a | 24.2332
Consumption in Coal Mines | 6000 | 6000-Electrical energy | KTOE | IT | 2012 | nrg_110a | 0.17585
Consumption in Oil and gas extraction | 6000 | 6000-Electrical energy | KTOE | NO | 2012 | nrg_110a | 23.2284
Consumption in Oil and gas extraction | 6000 | 6000-Electrical energy | KTOE | RO | 2010 | nrg_110a | 4.5092
Consumption in Oil and gas extraction | 6000 | 6000-Electrical energy | KTOE | UA | 2012 | nrg_110a | 2.3153
Consumption in Coal Mines | 6000 | 6000-Electrical energy | KTOE | UK | 2012 | nrg_110a | 3.249
Consumption in Coal Mines | 6000 | 6000-Electrical energy | KTOE | SI | 2012 | nrg_110a | 0.24283
Consumption in Coke Ovens | 6000 | 6000-Electrical energy | KTOE | BE | 2014 | nrg_110a | 0.079549
Consumption in Coke Ovens | 6000 | 6000-Electrical energy | KTOE | HU | 2012 | nrg_110a | 0.21771
Consumption in Oil and gas extraction | 0 | 0000-All products | KTOE | NO | 2010 | nrg_100a | 181.1461
Consumption in Oil and gas extraction | 0 | 0000-All products | KTOE | NL | 2014 | nrg_100a | 34.9891
Consumption in Coal Mines | 0 | 0000-All products | KTOE | SI | 2010 | nrg_100a | 0.32657
Consumption in Patent Fuel Plants | 0 | 0000-All products | KTOE | HU | 2011 | nrg_100a | 0.033494
Consumption in Coke Ovens | 0 | 0000-All products | KTOE | AT | 2012 | nrg_100a | 6.3681
Consumption in Coke Ovens | 0 | 0000-All products | KTOE | IT | 2010 | nrg_100a | 2.487
Consumption in Coke Ovens | 0 | 0000-All products | KTOE | HU | 2010 | nrg_100a | 3.923
Consumption in Coke Ovens | 0 | 0000-All products | KTOE | PL | 2014 | nrg_100a | 45.6989
Consumption in BKB / PB Plants | 0 | 0000-All products | KTOE | BG | 2012 | nrg_100a | 6.3011
Consumption in Pipeline transport | 0 | 0000-All products | KTOE | BG | 2012 | nrg_100a | 8.6248
Imports | 6000 | 6000-Electrical energy | KTOE | BE | 2010 | nrg_100a | 44.6229
Imports | 6000 | 6000-Electrical energy | KTOE | FI | 2011 | nrg_100a | 63.5598
Imports | 6000 | 6000-Electrical energy | KTOE | UA | 2014 | nrg_100a | 0.32238
Imports | 6000 | 6000-Electrical energy | KTOE | UK | 2010 | nrg_100a | 25.7195
Consumption in Oil and gas extraction | 6000 | 6000-Electrical energy | KTOE | CZ | 2009 | nrg_100a | 0.020934
Consumption in Oil and gas extraction | 6000 | 6000-Electrical energy | KTOE | DE | 2012 | nrg_100a | 2.286
Consumption in Coal Mines | 6000 | 6000-Electrical energy | KTOE | TR | 2012 | nrg_100a | 2.6335
Transformation input in Coke Ovens | 0 | 0000-All products | KTOE | BE | 2013 | nrg_100a | 66.4864
Transformation input in BKB / PB Plants | 0 | 0000-All products | KTOE | LT | 2013 | nrg_100a | 0.11723
Transformation input in BKB / PB Plants | 0 | 0000-All products | KTOE | UA | 2009 | nrg_100a | 3.3662
Primary production | 0 | 0000-All products | KTOE | LT | 2011 | nrg_100a | 54.0013
Imports | 0 | 0000-All products | KTOE | FR | 2011 | nrg_100a | 6677.5859
Imports | 0 | 0000-All products | KTOE | XK | 2014 | nrg_100a | 23.915
Imports | 0 | 0000-All products | KTOE | UK | 2009 | nrg_100a | 5843.5503
Transformation output from BKB / PB Plants | 0 | 0000-All products | KTOE | EE | 2010 | nrg_100a | 1.6789
Consumption in Coal Mines | 6000 | 6000-Electrical energy | KTOE | RO | 2010 | nrg_100a | 3.563
Consumption in Coal Mines | 6000 | 6000-Electrical energy | KTOE | RS | 2013 | nrg_100a | 2.1729
Consumption in Coal Mines | 6000 | 6000-Electrical energy | KTOE | SI | 2009 | nrg_100a | 0.25121
Consumption in Coal Mines | 6000 | 6000-Electrical energy | KTOE | SK | 2013 | nrg_100a | 0.33076
Consumption in Coke Ovens | 6000 | 6000-Electrical energy | KTOE | IT | 2009 | nrg_100a | 0.27214
Consumption in Coke Ovens | 6000 | 6000-Electrical energy | KTOE | NL | 2013 | nrg_100a | 0.31401
Consumption in Coke Ovens | 6000 | 6000-Electrical energy | KTOE | SE | 2011 | nrg_100a | 0.046055
Consumption in BKB / PB Plants | 6000 | 6000-Electrical energy | KTOE | DE | 2009 | nrg_100a | 17.0989
Consumption in BKB / PB Plants | 6000 | 6000-Electrical energy | KTOE | BG | 2013 | nrg_100a | 0.13398
Consumption in Oil and gas extraction | 0 | 0000-All products | KTOE | IT | 2014 | nrg_100a | 37.9408
Transformation input in Coke Ovens | 0 | 0000-All products | KTOE | IT | 2009 | nrg_100a | 105.1599
Transformation input in Coke Ovens | 0 | 0000-All products | KTOE | SK | 2011 | nrg_100a | 60.897
Transformation input in Coke Ovens | 0 | 0000-All products | KTOE | UK | 2014 | nrg_100a | 150.9593
Primary production | 0 | 0000-All products | KTOE | DE | 2012 | nrg_100a | 5137.6348
Primary production | 0 | 0000-All products | KTOE | CY | 2009 | nrg_100a | 3.5044
Primary production | 0 | 0000-All products | KTOE | BG | 2011 | nrg_100a | 513.1384
Primary production | 0 | 0000-All products | KTOE | ES | 2013 | nrg_100a | 1447.6196
Primary production | 0 | 0000-All products | KTOE | HU | 2009 | nrg_100a | 458.082
Primary production | 0 | 0000-All products | KTOE | RS | 2013 | nrg_100a | 474.3728
Imports | 0 | 0000-All products | KTOE | DK | 2013 | nrg_100a | 786.0215
Imports | 0 | 0000-All products | KTOE | IS | 2010 | nrg_100a | 45.7492
Imports | 0 | 0000-All products | KTOE | HU | 2012 | nrg_100a | 687.5856
Transformation output from BKB / PB Plants | 0 | 0000-All products | KTOE | UA | 2014 | nrg_100a | 4.7395
Imports | 2112 | 2112-Patent Fuels | KTOE | FR | 2010 | nrg_101a | 3.048
Consumption in Coke Ovens | 4220 | 4220-Blast Furnace Gas | KTOE | CZ | 2012 | nrg_103a | 1.9552
Imports | 6000 | 6000-Electrical energy | KTOE | CZ | 2011 | nrg_105a | 37.6435
Imports | 6000 | 6000-Electrical energy | KTOE | DE | 2011 | nrg_105a | 183.6121
Imports | 6000 | 6000-Electrical energy | KTOE | HU | 2014 | nrg_105a | 68.6845
Imports | 6000 | 6000-Electrical energy | KTOE | HR | 2013 | nrg_105a | 40.5366
Imports | 6000 | 6000-Electrical energy | KTOE | LT | 2011 | nrg_105a | 29.1108
Imports | 6000 | 6000-Electrical energy | KTOE | NL | 2012 | nrg_105a | 115.7608
Consumption in Oil and gas extraction | 6000 | 6000-Electrical energy | KTOE | UA | 2009 | nrg_105a | 2.1269
Consumption in Oil and gas extraction | 6000 | 6000-Electrical energy | KTOE | UK | 2010 | nrg_105a | 2.0264
Consumption in Coal Mines | 6000 | 6000-Electrical energy | KTOE | IT | 2014 | nrg_105a | 0.10048
Consumption in Coal Mines | 6000 | 6000-Electrical energy | KTOE | SK | 2011 | nrg_105a | 0.32238
Consumption in Coke Ovens | 6000 | 6000-Electrical energy | KTOE | IT | 2009 | nrg_105a | 0.27214
Consumption in Coke Ovens | 6000 | 6000-Electrical energy | KTOE | SE | 2011 | nrg_105a | 0.046055
Consumption in BKB / PB Plants | 6000 | 6000-Electrical energy | KTOE | DE | 2011 | nrg_105a | 17.3375
Primary production | 5520 | 5520-Wind power | KTOE | CY | 2014 | nrg_107a | 0.65314
Primary production | 5520 | 5520-Wind power | KTOE | ES | 2013 | nrg_107a | 200.3258
Transformation input in Coke Ovens | 0 | 0000-All products | KTOE | IT | 2013 | nrg_110a | 89.1119
Transformation output from BKB / PB Plants | 0 | 0000-All products | KTOE | RS | 2014 | nrg_110a | 5.4219
Consumption in Oil and gas extraction | 0 | 0000-All products | KTOE | RO | 2012 | nrg_110a | 18.7904
Consumption in Coal Mines | 0 | 0000-All products | KTOE | CZ | 2009 | nrg_110a | 11.0783
Consumption in Coal Mines | 0 | 0000-All products | KTOE | NO | 2009 | nrg_110a | 0.26377
Consumption in Coal Mines | 0 | 0000-All products | KTOE | SK | 2013 | nrg_110a | 0.46892
Consumption in Coke Ovens | 0 | 0000-All products | KTOE | CZ | 2011 | nrg_110a | 11.5639
Primary production | 0 | 0000-All products | KTOE | EE | 2009 | nrg_110a | 174.0788
Primary production | 0 | 0000-All products | KTOE | IS | 2012 | nrg_110a | 212.3043
Primary production | 0 | 0000-All products | KTOE | SE | 2013 | nrg_110a | 1452.1162
Imports | 0 | 0000-All products | KTOE | DE | 2013 | nrg_110a | 10540.2774
Imports | 0 | 0000-All products | KTOE | IT | 2012 | nrg_110a | 6873.0299
Imports | 0 | 0000-All products | KTOE | IS | 2012 | nrg_110a | 33.5405
Transformation input in Coke Ovens | 0 | 0000-All products | KTOE | FI | 2009 | nrg_110a | 31.3215
Transformation input in Gas Works | 0 | 0000-All products | KTOE | CZ | 2014 | nrg_110a | 20.5111
Transformation input in Gas Works | 0 | 0000-All products | KTOE | EE | 2011 | nrg_110a | 11.4635
Transformation input in BKB / PB Plants | 0 | 0000-All products | KTOE | FI | 2009 | nrg_110a | 0.51498
Transformation output from Coke Ovens | 0 | 0000-All products | KTOE | PL | 2013 | nrg_110a | 350.4561
Transformation output from Coke Ovens | 0 | 0000-All products | KTOE | SE | 2011 | nrg_110a | 43.2957
Transformation output from Coke Ovens | 0 | 0000-All products | KTOE | TR | 2012 | nrg_110a | 142.2926
Consumption in Oil and gas extraction | 0 | 0000-All products | KTOE | IT | 2010 | nrg_110a | 15.2148
Consumption in Oil and gas extraction | 0 | 0000-All products | KTOE | NL | 2010 | nrg_110a | 33.1176
Consumption in Oil and gas extraction | 0 | 0000-All products | KTOE | NO | 2009 | nrg_110a | 185.0566
Consumption in Pipeline transport | 0 | 0000-All products | KTOE | BG | 2009 | nrg_110a | 5.9453
Imports | 2112 | 2112-Patent Fuels | KTOE | DE | 2013 | nrg_110a | 3.9565
Transformation output from Patent Fuel Plants | 2112 | 2112-Patent Fuels | KTOE | HU | 2011 | nrg_110a | 0.14654
Consumption in Patent Fuel Plants | 2112 | 2112-Patent Fuels | KTOE | HU | 2011 | nrg_110a | 0.029308
Consumption in Oil and gas extraction | 3214 | 3214-Refinery gas | KTOE | RO | 2012 | nrg_110a | 1.3942
Consumption in Coke Ovens | 4220 | 4220-Blast Furnace Gas | KTOE | AT | 2013 | nrg_110a | 5.0451
Consumption in Coke Ovens | 4220 | 4220-Blast Furnace Gas | KTOE | CZ | 2009 | nrg_110a | 2.1185
Consumption in Coke Ovens | 4220 | 4220-Blast Furnace Gas | KTOE | NL | 2013 | nrg_110a | 1.4193
Primary production | 5520 | 5520-Wind power | KTOE | BG | 2014 | nrg_110a | 4.7897
Primary production | 5520 | 5520-Wind power | KTOE | DE | 2014 | nrg_110a | 206.4846
Primary production | 5520 | 5520-Wind power | KTOE | DK | 2014 | nrg_110a | 47.0848
Primary production | 5520 | 5520-Wind power | KTOE | IS | 2014 | nrg_110a | 0.029308
Primary production | 5520 | 5520-Wind power | KTOE | SE | 2009 | nrg_110a | 8.9472
Primary production | 5520 | 5520-Wind power | KTOE | RO | 2009 | nrg_110a | 0.033494
Consumption in Coke Ovens | 6000 | 6000-Electrical energy | KTOE | NL | 2013 | nrg_110a | 0.31401
Consumption in Coke Ovens | 6000 | 6000-Electrical energy | KTOE | PL | 2012 | nrg_110a | 2.6461
Consumption in BKB / PB Plants | 6000 | 6000-Electrical energy | KTOE | BG | 2009 | nrg_110a | 0.13398
Consumption in BKB / PB Plants | 6000 | 6000-Electrical energy | KTOE | DE | 2013 | nrg_110a | 17.5134
Consumption in BKB / PB Plants | 6000 | 6000-Electrical energy | KTOE | UA | 2009 | nrg_110a | 0.10048
Consumption in Pipeline transport | 6000 | 6000-Electrical energy | KTOE | AT | 2009 | nrg_110a | 0.53172
Imports | 6000 | 6000-Electrical energy | KTOE | HR | 2011 | nrg_110a | 50.3463
Imports | 6000 | 6000-Electrical energy | KTOE | IE | 2009 | nrg_110a | 3.3787
Consumption in Oil and gas extraction | 6000 | 6000-Electrical energy | KTOE | UK | 2014 | nrg_110a | 1.8882
Consumption in Coal Mines | 6000 | 6000-Electrical energy | KTOE | SK | 2009 | nrg_110a | 0.34332
Consumption in Coke Ovens | 6000 | 6000-Electrical energy | KTOE | IT | 2011 | nrg_110a | 0.73688
Consumption in Oil and gas extraction | 0 | 0000-All products | KTOE | RO | 2010 | nrg_100a | 22.3115
Consumption in Oil and gas extraction | 0 | 0000-All products | KTOE | PT | 2012 | nrg_100a | 0.01256
Consumption in Coal Mines | 0 | 0000-All products | KTOE | NO | 2012 | nrg_100a | 0.35588
Consumption in Coal Mines | 0 | 0000-All products | KTOE | RO | 2009 | nrg_100a | 4.2747
Consumption in Coal Mines | 0 | 0000-All products | KTOE | SK | 2011 | nrg_100a | 0.49823
Consumption in Coal Mines | 0 | 0000-All products | KTOE | UK | 2013 | nrg_100a | 3.7304
Consumption in BKB / PB Plants | 0 | 0000-All products | KTOE | UA | 2009 | nrg_100a | 0.28052
Consumption in Gas Works | 0 | 0000-All products | KTOE | PL | 2014 | nrg_100a | 0.26796
Consumption in Pipeline transport | 0 | 0000-All products | KTOE | AT | 2013 | nrg_100a | 11.5472
Consumption in Pipeline transport | 0 | 0000-All products | KTOE | BE | 2011 | nrg_100a | 3.0815
Imports | 6000 | 6000-Electrical energy | KTOE | SI | 2011 | nrg_100a | 25.3301
Imports | 6000 | 6000-Electrical energy | KTOE | SK | 2014 | nrg_100a | 46.6703
Imports | 6000 | 6000-Electrical energy | KTOE | XK | 2011 | nrg_100a | 11.2876
Consumption in Oil and gas extraction | 6000 | 6000-Electrical energy | KTOE | BG | 2009 | nrg_100a | 0.01256
Consumption in Oil and gas extraction | 6000 | 6000-Electrical energy | KTOE | EL | 2014 | nrg_100a | 0.18003
Consumption in Coke Ovens | 6000 | 6000-Electrical energy | KTOE | ES | 2011 | nrg_100a | 0.037681
Transformation input in BKB / PB Plants | 0 | 0000-All products | KTOE | BG | 2014 | nrg_100a | 50.3798
Transformation input in BKB / PB Plants | 0 | 0000-All products | KTOE | IE | 2010 | nrg_100a | 4.7939
Primary production | 0 | 0000-All products | KTOE | IT | 2011 | nrg_100a | 1339.8179
Consumption in Pipeline transport | 0 | 0000-All products | KTOE | FI | 2011 | nrg_100a | 0.32238
Consumption in Pipeline transport | 0 | 0000-All products | KTOE | IT | 2010 | nrg_100a | 1.7124
Consumption in Pipeline transport | 0 | 0000-All products | KTOE | LV | 2012 | nrg_100a | 0.087923
Imports | 6000 | 6000-Electrical energy | KTOE | CZ | 2014 | nrg_100a | 42.63
Imports | 6000 | 6000-Electrical energy | KTOE | HU | 2014 | nrg_100a | 68.6845
Imports | 6000 | 6000-Electrical energy | KTOE | IE | 2011 | nrg_100a | 2.6335
Imports | 6000 | 6000-Electrical energy | KTOE | HR | 2014 | nrg_100a | 39.2345
Imports | 6000 | 6000-Electrical energy | KTOE | LV | 2012 | nrg_100a | 17.7646
Consumption in Oil and gas extraction | 6000 | 6000-Electrical energy | KTOE | RO | 2012 | nrg_100a | 3.8728
Consumption in Coal Mines | 6000 | 6000-Electrical energy | KTOE | IT | 2009 | nrg_100a | 0.1591
Consumption in Coal Mines | 6000 | 6000-Electrical energy | KTOE | NO | 2009 | nrg_100a | 0.13816
Consumption in Coke Ovens | 6000 | 6000-Electrical energy | KTOE | CZ | 2009 | nrg_100a | 0.51916
Consumption in BKB / PB Plants | 6000 | 6000-Electrical energy | KTOE | LT | 2013 | nrg_100a | 0.020934
Consumption in Pipeline transport | 6000 | 6000-Electrical energy | KTOE | BE | 2013 | nrg_100a | 0.30982
Consumption in Pipeline transport | 6000 | 6000-Electrical energy | KTOE | BG | 2011 | nrg_100a | 0.10886
Consumption in Oil and gas extraction | 0 | 0000-All products | KTOE | LT | 2013 | nrg_100a | 0.12979
Transformation input in Coke Ovens | 0 | 0000-All products | KTOE | FR | 2011 | nrg_100a | 124.2893
Transformation input in Coke Ovens | 0 | 0000-All products | KTOE | UA | 2010 | nrg_100a | 770.0153
Transformation input in Gas Works | 0 | 0000-All products | KTOE | HR | 2014 | nrg_100a | 0.037681
Transformation input in Gas Works | 0 | 0000-All products | KTOE | SE | 2009 | nrg_100a | 0.73269
Transformation input in Gas Works | 0 | 0000-All products | KTOE | UA | 2011 | nrg_100a | 1.7375
Primary production | 0 | 0000-All products | KTOE | DK | 2014 | nrg_100a | 661.1711
Primary production | 0 | 0000-All products | KTOE | EE | 2009 | nrg_100a | 174.0788
Primary production | 0 | 0000-All products | KTOE | RO | 2009 | nrg_100a | 1194.7829
Imports | 0 | 0000-All products | KTOE | DE | 2009 | nrg_100a | 9827.8724
Imports | 0 | 0000-All products | KTOE | IT | 2014 | nrg_100a | 5783.6999
Imports | 0 | 0000-All products | KTOE | IE | 2010 | nrg_100a | 616.2593
Imports | 0 | 0000-All products | KTOE | NO | 2013 | nrg_100a | 354.0609
Imports | 0 | 0000-All products | KTOE | UA | 2009 | nrg_100a | 2028.3999
Transformation output from BKB / PB Plants | 0 | 0000-All products | KTOE | RS | 2014 | nrg_100a | 5.4219
Consumption in Coke Ovens | 4220 | 4220-Blast Furnace Gas | KTOE | AT | 2009 | nrg_103a | 2.9433
Consumption in Coke Ovens | 4220 | 4220-Blast Furnace Gas | KTOE | NL | 2009 | nrg_103a | 0.86248
Imports | 6000 | 6000-Electrical energy | KTOE | FR | 2014 | nrg_105a | 28.3446
Consumption in Oil and gas extraction | 6000 | 6000-Electrical energy | KTOE | LT | 2009 | nrg_105a | 0.058615
Consumption in Oil and gas extraction | 6000 | 6000-Electrical energy | KTOE | RO | 2010 | nrg_105a | 4.5092
Consumption in Coal Mines | 6000 | 6000-Electrical energy | KTOE | NO | 2011 | nrg_105a | 0.12979
Consumption in Coal Mines | 6000 | 6000-Electrical energy | KTOE | RS | 2009 | nrg_105a | 0.97971
Consumption in Coal Mines | 6000 | 6000-Electrical energy | KTOE | SI | 2013 | nrg_105a | 0.22609
Consumption in Coal Mines | 6000 | 6000-Electrical energy | KTOE | TR | 2013 | nrg_105a | 2.1018
Consumption in Coke Ovens | 6000 | 6000-Electrical energy | KTOE | AT | 2013 | nrg_105a | 0.10886
Consumption in Coke Ovens | 6000 | 6000-Electrical energy | KTOE | NL | 2013 | nrg_105a | 0.31401
Consumption in Gas Works | 6000 | 6000-Electrical energy | KTOE | PL | 2013 | nrg_105a | 0.23446
Consumption in Pipeline transport | 6000 | 6000-Electrical energy | KTOE | BE | 2013 | nrg_105a | 0.30982
Primary production | 5520 | 5520-Wind power | KTOE | EL | 2009 | nrg_107a | 9.1565
Primary production | 5520 | 5520-Wind power | KTOE | IT | 2010 | nrg_107a | 32.8538
Transformation input in Coke Ovens | 0 | 0000-All products | KTOE | TR | 2011 | nrg_110a | 151.1393
Transformation input in Coke Ovens | 0 | 0000-All products | KTOE | UA | 2014 | nrg_110a | 506.9336
Transformation input in Coke Ovens | 0 | 0000-All products | KTOE | UK | 2012 | nrg_110a | 150.3145
Transformation output from BKB / PB Plants | 0 | 0000-All products | KTOE | LT | 2014 | nrg_110a | 0.12142
Transformation output from BKB / PB Plants | 0 | 0000-All products | KTOE | UA | 2010 | nrg_110a | 4.8986
Consumption in Oil and gas extraction | 0 | 0000-All products | KTOE | RS | 2013 | nrg_110a | 2.4828
Consumption in Coal Mines | 0 | 0000-All products | KTOE | PL | 2010 | nrg_110a | 31.6773
Consumption in Coke Ovens | 0 | 0000-All products | KTOE | PL | 2012 | nrg_110a | 43.7228
Primary production | 0 | 0000-All products | KTOE | DE | 2014 | nrg_110a | 5059.0025
Primary production | 0 | 0000-All products | KTOE | CY | 2013 | nrg_110a | 4.5594
Primary production | 0 | 0000-All products | KTOE | BG | 2011 | nrg_110a | 513.1384
Primary production | 0 | 0000-All products | KTOE | EL | 2013 | nrg_110a | 389.8916
Primary production | 0 | 0000-All products | KTOE | IE | 2011 | nrg_110a | 70.4178
Primary production | 0 | 0000-All products | KTOE | SI | 2009 | nrg_110a | 152.4958
Imports | 0 | 0000-All products | KTOE | CZ | 2012 | nrg_110a | 809.4927
Imports | 0 | 0000-All products | KTOE | HR | 2011 | nrg_110a | 301.3031
Imports | 0 | 0000-All products | KTOE | IE | 2009 | nrg_110a | 597.0921
Imports | 0 | 0000-All products | KTOE | HU | 2012 | nrg_110a | 687.5856
Imports | 0 | 0000-All products | KTOE | LT | 2011 | nrg_110a | 594.5968
Imports | 0 | 0000-All products | KTOE | LV | 2012 | nrg_110a | 174.5937
Imports | 0 | 0000-All products | KTOE | NL | 2009 | nrg_110a | 7037.7805
Imports | 0 | 0000-All products | KTOE | TR | 2014 | nrg_110a | 4248.191
Consumption in Coke Ovens | 0 | 0000-All products | KTOE | SE | 2013 | nrg_110a | 3.7807
Consumption in BKB / PB Plants | 0 | 0000-All products | KTOE | UA | 2010 | nrg_110a | 0.29726
Transformation input in Gas Works | 0 | 0000-All products | KTOE | DK | 2009 | nrg_110a | 0.57778
Transformation output from Coke Ovens | 0 | 0000-All products | KTOE | SK | 2009 | nrg_110a | 58.096
Consumption in Oil and gas extraction | 0 | 0000-All products | KTOE | PL | 2013 | nrg_110a | 10.2325
Transformation output from Patent Fuel Plants | 2112 | 2112-Patent Fuels | KTOE | FR | 2009 | nrg_110a | 0.20515
Primary production | 5520 | 5520-Wind power | KTOE | BE | 2012 | nrg_110a | 9.9018
Primary production | 5520 | 5520-Wind power | KTOE | CZ | 2012 | nrg_110a | 1.4989
Primary production | 5520 | 5520-Wind power | KTOE | ES | 2009 | nrg_110a | 137.2224
Primary production | 5520 | 5520-Wind power | KTOE | EL | 2009 | nrg_110a | 9.1565
Consumption in Coke Ovens | 6000 | 6000-Electrical energy | KTOE | SE | 2013 | nrg_110a | 0.054428
Imports | 6000 | 6000-Electrical energy | KTOE | NL | 2010 | nrg_110a | 56.0989
Imports | 6000 | 6000-Electrical energy | KTOE | SK | 2011 | nrg_110a | 40.4152
Imports | 6000 | 6000-Electrical energy | KTOE | DK | 2012 | nrg_110a | 57.3131
Imports | 6000 | 6000-Electrical energy | KTOE | LU | 2011 | nrg_110a | 25.5437
Consumption in Coal Mines | 6000 | 6000-Electrical energy | KTOE | IT | 2011 | nrg_110a | 0.15072
Consumption in Oil and gas extraction | 6000 | 6000-Electrical energy | KTOE | LT | 2011 | nrg_110a | 0.062802
Consumption in Oil and gas extraction | 6000 | 6000-Electrical energy | KTOE | NO | 2011 | nrg_110a | 19.4644
Consumption in Oil and gas extraction | 6000 | 6000-Electrical energy | KTOE | RO | 2009 | nrg_110a | 5.4052
Consumption in Oil and gas extraction | 6000 | 6000-Electrical energy | KTOE | UA | 2011 | nrg_110a | 2.1018
Consumption in Coal Mines | 6000 | 6000-Electrical energy | KTOE | UK | 2011 | nrg_110a | 3.3453
Consumption in Coal Mines | 6000 | 6000-Electrical energy | KTOE | SI | 2011 | nrg_110a | 0.24283
Consumption in Coke Ovens | 6000 | 6000-Electrical energy | KTOE | BE | 2013 | nrg_110a | 0.20515
Consumption in Coke Ovens | 6000 | 6000-Electrical energy | KTOE | HU | 2011 | nrg_110a | 0.2219
Transformation output from Coke Ovens | 0 | 0000-All products | KTOE | NL | 2011 | nrg_100a | 77.5688
Consumption in Oil and gas extraction | 0 | 0000-All products | KTOE | NO | 2009 | nrg_100a | 185.0566
Consumption in Oil and gas extraction | 0 | 0000-All products | KTOE | NL | 2013 | nrg_100a | 39.9965
Consumption in Coal Mines | 0 | 0000-All products | KTOE | CZ | 2014 | nrg_100a | 22.2235
Consumption in Coal Mines | 0 | 0000-All products | KTOE | SI | 2009 | nrg_100a | 0.34332
Consumption in Patent Fuel Plants | 0 | 0000-All products | KTOE | HU | 2010 | nrg_100a | 0.0041868
Consumption in Coke Ovens | 0 | 0000-All products | KTOE | AT | 2011 | nrg_100a | 6.59
Consumption in Coke Ovens | 0 | 0000-All products | KTOE | IT | 2009 | nrg_100a | 2.2148
Consumption in Coke Ovens | 0 | 0000-All products | KTOE | HU | 2009 | nrg_100a | 3.0773
Consumption in Coke Ovens | 0 | 0000-All products | KTOE | PL | 2013 | nrg_100a | 44.9369
Consumption in BKB / PB Plants | 0 | 0000-All products | KTOE | BG | 2011 | nrg_100a | 4.6432
Consumption in Pipeline transport | 0 | 0000-All products | KTOE | BG | 2011 | nrg_100a | 8.6374
Imports | 6000 | 6000-Electrical energy | KTOE | BE | 2009 | nrg_100a | 34.1475
Imports | 6000 | 6000-Electrical energy | KTOE | FI | 2010 | nrg_100a | 56.5888
Imports | 6000 | 6000-Electrical energy | KTOE | UA | 2013 | nrg_100a | 0.14235
Imports | 6000 | 6000-Electrical energy | KTOE | UK | 2009 | nrg_100a | 23.7936
Consumption in Oil and gas extraction | 0 | 0000-All products | KTOE | BG | 2014 | nrg_100a | 0.046055
Consumption in Oil and gas extraction | 0 | 0000-All products | KTOE | ES | 2009 | nrg_100a | 0.16747
Imports | 2112 | 2112-Patent Fuels | KTOE | UK | 2011 | nrg_101a | 0.61546
Imports | 2112 | 2112-Patent Fuels | KTOE | BE | 2012 | nrg_101a | 0.381
Consumption in Coke Ovens | 4220 | 4220-Blast Furnace Gas | KTOE | TR | 2014 | nrg_103a | 7.2097
Consumption in Coke Ovens | 4220 | 4220-Blast Furnace Gas | KTOE | SK | 2014 | nrg_103a | 4.7604
Consumption in Coke Ovens | 4220 | 4220-Blast Furnace Gas | KTOE | UK | 2010 | nrg_103a | 2.6335
Imports | 6000 | 6000-Electrical energy | KTOE | FI | 2014 | nrg_105a | 77.841
Imports | 6000 | 6000-Electrical energy | KTOE | SI | 2012 | nrg_105a | 26.829
Consumption in Oil and gas extraction | 6000 | 6000-Electrical energy | KTOE | AL | 2014 | nrg_105a | 0.21771
Consumption in Oil and gas extraction | 6000 | 6000-Electrical energy | KTOE | AT | 2014 | nrg_105a | 1.0676
Consumption in Oil and gas extraction | 6000 | 6000-Electrical energy | KTOE | EL | 2009 | nrg_105a | 0.18422
Consumption in Coke Ovens | 6000 | 6000-Electrical energy | KTOE | UA | 2013 | nrg_105a | 3.1359
Primary production | 5520 | 5520-Wind power | KTOE | LV | 2011 | nrg_107a | 0.25539
Transformation output from BKB / PB Plants | 0 | 0000-All products | KTOE | CZ | 2010 | nrg_110a | 2.9015
Transformation output from BKB / PB Plants | 0 | 0000-All products | KTOE | DE | 2010 | nrg_110a | 125.0597
Transformation output from BKB / PB Plants | 0 | 0000-All products | KTOE | IE | 2014 | nrg_110a | 4.1407
Consumption in Coke Ovens | 0 | 0000-All products | KTOE | ES | 2014 | nrg_110a | 6.9585
Primary production | 0 | 0000-All products | KTOE | LU | 2013 | nrg_110a | 5.6103
Imports | 0 | 0000-All products | KTOE | SI | 2012 | nrg_110a | 217.3368
Imports | 0 | 0000-All products | KTOE | UA | 2012 | nrg_110a | 1948.3064
Imports | 0 | 0000-All products | KTOE | UK | 2014 | nrg_110a | 6377.2207
Consumption in Coke Ovens | 0 | 0000-All products | KTOE | TR | 2012 | nrg_110a | 10.9443
Transformation input in BKB / PB Plants | 0 | 0000-All products | KTOE | IE | 2011 | nrg_110a | 4.0151
Transformation output from Gas Works | 0 | 0000-All products | KTOE | HR | 2009 | nrg_110a | 0.19678
Transformation output from Coke Ovens | 0 | 0000-All products | KTOE | AT | 2014 | nrg_110a | 48.6716
Transformation output from Coke Ovens | 0 | 0000-All products | KTOE | BE | 2010 | nrg_110a | 72.9173
Consumption in Oil and gas extraction | 0 | 0000-All products | KTOE | DE | 2011 | nrg_110a | 10.3665
Imports | 2112 | 2112-Patent Fuels | KTOE | BE | 2011 | nrg_110a | 0.67407
Imports | 2112 | 2112-Patent Fuels | KTOE | FR | 2009 | nrg_110a | 3.2238
Imports | 2112 | 2112-Patent Fuels | KTOE | SK | 2012 | nrg_110a | 0.32238
Consumption in Coke Ovens | 4220 | 4220-Blast Furnace Gas | KTOE | ES | 2012 | nrg_110a | 1.4193
Consumption in Coke Ovens | 4220 | 4220-Blast Furnace Gas | KTOE | SK | 2012 | nrg_110a | 4.8106
Primary production | 5520 | 5520-Wind power | KTOE | IT | 2014 | nrg_110a | 54.6419
Primary production | 5520 | 5520-Wind power | KTOE | LU | 2011 | nrg_110a | 0.23027
Primary production | 5520 | 5520-Wind power | KTOE | NL | 2010 | nrg_110a | 14.3775
Consumption in Coke Ovens | 6000 | 6000-Electrical energy | KTOE | SK | 2010 | nrg_110a | 0.20515
Imports | 6000 | 6000-Electrical energy | KTOE | XK | 2012 | nrg_110a | 9.9813
Imports | 6000 | 6000-Electrical energy | KTOE | BG | 2009 | nrg_110a | 9.5836
Consumption in Oil and gas extraction | 6000 | 6000-Electrical energy | KTOE | BE | 2011 | nrg_110a | 0.0041868
Consumption in Oil and gas extraction | 6000 | 6000-Electrical energy | KTOE | AT | 2010 | nrg_110a | 0.54847
Consumption in Oil and gas extraction | 6000 | 6000-Electrical energy | KTOE | CZ | 2011 | nrg_110a | 0.016747
Consumption in Oil and gas extraction | 6000 | 6000-Electrical energy | KTOE | DE | 2014 | nrg_110a | 2.2274
Consumption in Oil and gas extraction | 6000 | 6000-Electrical energy | KTOE | EL | 2011 | nrg_110a | 0.16747
Transformation output from Coke Ovens | 0 | 0000-All products | KTOE | CZ | 2012 | nrg_100a | 96.0871
Transformation output from Coke Ovens | 0 | 0000-All products | KTOE | UA | 2010 | nrg_100a | 698.8313
Transformation output from Gas Works | 0 | 0000-All products | KTOE | UA | 2014 | nrg_100a | 0.73688
Consumption in Coal Mines | 0 | 0000-All products | KTOE | BG | 2009 | nrg_100a | 2.4618
Consumption in Coal Mines | 0 | 0000-All products | KTOE | UA | 2010 | nrg_100a | 39.1256
Consumption in Coke Ovens | 0 | 0000-All products | KTOE | ES | 2012 | nrg_100a | 22.4245
Consumption in BKB / PB Plants | 0 | 0000-All products | KTOE | EE | 2011 | nrg_100a | 0.054428
Consumption in Coke Ovens | 6000 | 6000-Electrical energy | KTOE | AT | 2014 | nrg_110a | 0.10886
Consumption in Coke Ovens | 6000 | 6000-Electrical energy | KTOE | CZ | 2010 | nrg_110a | 0.52754
Consumption in Oil and gas extraction | 0 | 0000-All products | KTOE | PL | 2010 | nrg_100a | 7.7833
Consumption in Oil and gas extraction | 0 | 0000-All products | KTOE | RS | 2013 | nrg_100a | 2.4828
Consumption in Oil and gas extraction | 0 | 0000-All products | KTOE | UK | 2013 | nrg_100a | 179.5258
Consumption in Oil and gas extraction | 0 | 0000-All products | KTOE | UA | 2012 | nrg_100a | 27.5491
Consumption in Coal Mines | 0 | 0000-All products | KTOE | RS | 2014 | nrg_100a | 1.9469
Consumption in Coke Ovens | 0 | 0000-All products | KTOE | BE | 2014 | nrg_100a | 4.6055
Consumption in Coke Ovens | 0 | 0000-All products | KTOE | RO | 2010 | nrg_100a | 0.01256
Consumption in Coke Ovens | 0 | 0000-All products | KTOE | SE | 2014 | nrg_100a | 3.9063
Consumption in Gas Works | 0 | 0000-All products | KTOE | PL | 2009 | nrg_100a | 0.24702
Imports | 6000 | 6000-Electrical energy | KTOE | DK | 2011 | nrg_100a | 42.0983
Imports | 6000 | 6000-Electrical energy | KTOE | FR | 2011 | nrg_100a | 34.202
Imports | 6000 | 6000-Electrical energy | KTOE | SK | 2009 | nrg_100a | 32.3765
Consumption in Oil and gas extraction | 6000 | 6000-Electrical energy | KTOE | AT | 2014 | nrg_100a | 1.0676
Consumption in Oil and gas extraction | 6000 | 6000-Electrical energy | KTOE | EL | 2009 | nrg_100a | 0.18422
Consumption in Coal Mines | 6000 | 6000-Electrical energy | KTOE | UA | 2014 | nrg_100a | 10.5717
Consumption in Coke Ovens | 6000 | 6000-Electrical energy | KTOE | SK | 2012 | nrg_100a | 0.23446
Consumption in BKB / PB Plants | 6000 | 6000-Electrical energy | KTOE | EE | 2011 | nrg_100a | 0.054428
Transformation input in BKB / PB Plants | 0 | 0000-All products | KTOE | BG | 2009 | nrg_100a | 42.3788
Primary production | 0 | 0000-All products | KTOE | MT | 2012 | nrg_100a | 0.36425
Imports | 0 | 0000-All products | KTOE | BE | 2013 | nrg_100a | 3260.4663
Transformation output from BKB / PB Plants | 0 | 0000-All products | KTOE | IE | 2012 | nrg_100a | 3.9398
Consumption in Oil and gas extraction | 0 | 0000-All products | KTOE | AT | 2010 | nrg_100a | 8.4992
Consumption in Oil and gas extraction | 0 | 0000-All products | KTOE | CZ | 2011 | nrg_100a | 0.1591
Consumption in Oil and gas extraction | 0 | 0000-All products | KTOE | DE | 2014 | nrg_100a | 10.3791
Consumption in Oil and gas extraction | 0 | 0000-All products | KTOE | EE | 2009 | nrg_100a | 0.43961
Consumption in Oil and gas extraction | 0 | 0000-All products | KTOE | EL | 2011 | nrg_100a | 0.99227
Imports | 2112 | 2112-Patent Fuels | KTOE | SK | 2014 | nrg_101a | 0.26377
Consumption in Coke Ovens | 4220 | 4220-Blast Furnace Gas | KTOE | FI | 2012 | nrg_103a | 0.57359
Imports | 6000 | 6000-Electrical energy | KTOE | BE | 2012 | nrg_105a | 60.6542
Imports | 6000 | 6000-Electrical energy | KTOE | SE | 2010 | nrg_105a | 53.7501
Imports | 6000 | 6000-Electrical energy | KTOE | XK | 2010 | nrg_105a | 2.9475
Imports | 6000 | 6000-Electrical energy | KTOE | UK | 2010 | nrg_105a | 25.7195
Consumption in Oil and gas extraction | 6000 | 6000-Electrical energy | KTOE | BG | 2010 | nrg_105a | 0.01256
Consumption in Coal Mines | 6000 | 6000-Electrical energy | KTOE | CZ | 2013 | nrg_105a | 4.6515
Consumption in Coal Mines | 6000 | 6000-Electrical energy | KTOE | BG | 2011 | nrg_105a | 2.3279
Consumption in Coal Mines | 6000 | 6000-Electrical energy | KTOE | UA | 2011 | nrg_105a | 25.0371
Consumption in Coke Ovens | 6000 | 6000-Electrical energy | KTOE | ES | 2012 | nrg_105a | 0.037681
Consumption in Coke Ovens | 6000 | 6000-Electrical energy | KTOE | FR | 2009 | nrg_105a | 0.0041868
Consumption in BKB / PB Plants | 6000 | 6000-Electrical energy | KTOE | EE | 2011 | nrg_105a | 0.054428
Primary production | 5520 | 5520-Wind power | KTOE | LT | 2011 | nrg_107a | 1.7082
Primary production | 5520 | 5520-Wind power | KTOE | NL | 2012 | nrg_107a | 17.9321
Transformation output from BKB / PB Plants | 0 | 0000-All products | KTOE | BG | 2012 | nrg_110a | 19.8999
Transformation output from BKB / PB Plants | 0 | 0000-All products | KTOE | FI | 2012 | nrg_110a | 0.56103
Consumption in Coal Mines | 0 | 0000-All products | KTOE | UK | 2012 | nrg_110a | 3.9775
Primary production | 0 | 0000-All products | KTOE | NL | 2010 | nrg_110a | 2923.0437
Imports | 0 | 0000-All products | KTOE | DK | 2009 | nrg_110a | 596.5646
Transformation input in Coke Ovens | 0 | 0000-All products | KTOE | BE | 2013 | nrg_110a | 66.4864
Transformation input in Coke Ovens | 0 | 0000-All products | KTOE | CZ | 2013 | nrg_110a | 96.4639
Consumption in Coke Ovens | 0 | 0000-All products | KTOE | UA | 2009 | nrg_110a | 76.0365
Consumption in Coke Ovens | 0 | 0000-All products | KTOE | UK | 2014 | nrg_110a | 15.7214
Transformation input in BKB / PB Plants | 0 | 0000-All products | KTOE | LT | 2011 | nrg_110a | 0.11723
Transformation output from Coke Ovens | 0 | 0000-All products | KTOE | CZ | 2012 | nrg_110a | 96.0871
Transformation output from Coke Ovens | 0 | 0000-All products | KTOE | UA | 2010 | nrg_110a | 698.8313
Consumption in Oil and gas extraction | 0 | 0000-All products | KTOE | AL | 2012 | nrg_110a | 2.0934
Consumption in Oil and gas extraction | 0 | 0000-All products | KTOE | AT | 2012 | nrg_110a | 9.4831
Consumption in Oil and gas extraction | 0 | 0000-All products | KTOE | CZ | 2013 | nrg_110a | 0.16329
Consumption in Coke Ovens | 4220 | 4220-Blast Furnace Gas | KTOE | TR | 2012 | nrg_110a | 6.1002
Primary production | 5520 | 5520-Wind power | KTOE | LT | 2011 | nrg_110a | 1.7082
Imports | 6000 | 6000-Electrical energy | KTOE | UA | 2009 | nrg_110a | 0.087923
Imports | 6000 | 6000-Electrical energy | KTOE | UK | 2014 | nrg_110a | 83.6732
Imports | 6000 | 6000-Electrical energy | KTOE | FR | 2009 | nrg_110a | 66.6622
Consumption in Coal Mines | 6000 | 6000-Electrical energy | KTOE | BG | 2010 | nrg_110a | 2.1101
Consumption in Coal Mines | 6000 | 6000-Electrical energy | KTOE | DE | 2009 | nrg_110a | 9.9185
Consumption in Coal Mines | 6000 | 6000-Electrical energy | KTOE | CZ | 2011 | nrg_110a | 4.2663
Consumption in Oil and gas extraction | 6000 | 6000-Electrical energy | KTOE | AL | 2014 | nrg_110a | 0.21771
Transformation output from Coke Ovens | 0 | 0000-All products | KTOE | EE | 2014 | nrg_100a | 0.71176
Transformation output from Coke Ovens | 0 | 0000-All products | KTOE | UK | 2012 | nrg_100a | 139.0855
Transformation output from Gas Works | 0 | 0000-All products | KTOE | HR | 2013 | nrg_100a | 0.066989
Consumption in Coke Ovens | 0 | 0000-All products | KTOE | FI | 2010 | nrg_100a | 1.9427
Consumption in Coke Ovens | 0 | 0000-All products | KTOE | SK | 2010 | nrg_100a | 7.9507
Consumption in Coke Ovens | 0 | 0000-All products | KTOE | UK | 2014 | nrg_100a | 15.7214
Primary production | 0 | 0000-All products | KTOE | LU | 2013 | nrg_100a | 5.6103
Imports | 0 | 0000-All products | KTOE | BG | 2013 | nrg_100a | 493.1213
Imports | 0 | 0000-All products | KTOE | FI | 2012 | nrg_100a | 1015.3451
Imports | 0 | 0000-All products | KTOE | XK | 2010 | nrg_100a | 27.3272
Transformation output from BKB / PB Plants | 0 | 0000-All products | KTOE | BG | 2014 | nrg_100a | 27.838
Transformation output from BKB / PB Plants | 0 | 0000-All products | KTOE | CZ | 2010 | nrg_100a | 2.9015
Transformation output from BKB / PB Plants | 0 | 0000-All products | KTOE | FI | 2014 | nrg_100a | 0.18003
Consumption in Oil and gas extraction | 0 | 0000-All products | KTOE | BG | 2010 | nrg_100a | 0.054428
Consumption in Oil and gas extraction | 0 | 0000-All products | KTOE | DK | 2011 | nrg_100a | 25.0622
Consumption in Coke Ovens | 4220 | 4220-Blast Furnace Gas | KTOE | ES | 2011 | nrg_103a | 1.4779
Consumption in Coke Ovens | 4220 | 4220-Blast Furnace Gas | KTOE | SK | 2010 | nrg_103a | 5.02
Imports | 2116 | 2116-Coking Coal | KTOE | UK | 2009 | nrg_110a | 163.1847
Transformation input in Coke Ovens | 2116 | 2116-Coking Coal | KTOE | BE | 2010 | nrg_110a | 75.9946
Transformation output from Gas Works | 4230 | 4230-Gas Works Gas | KTOE | UA | 2013 | nrg_110a | 0.72432
Primary production | 55432 | 55432-Municipal waste (non-renewable) | KTOE | LV | 2014 | nrg_110a | 0.17166
Primary production | 2116 | 2116-Coking Coal | KTOE | TR | 2011 | nrg_110a | 29.5379
Primary production | 2116 | 2116-Coking Coal | KTOE | TR | 2013 | nrg_101a | 22.2403
Transformation output from Gas Works | 4230 | 4230-Gas Works Gas | KTOE | CZ | 2009 | nrg_103a | 14.9301
Imports | 2116 | 2116-Coking Coal | KTOE | PL | 2014 | nrg_110a | 71.184
Transformation output from Gas Works | 4230 | 4230-Gas Works Gas | KTOE | CZ | 2013 | nrg_110a | 14.7585
Primary production | 55432 | 55432-Municipal waste (non-renewable) | KTOE | RO | 2012 | nrg_108a | 0.0041868
Transformation input in Coke Ovens | 2116 | 2116-Coking Coal | KTOE | DE | 2013 | nrg_110a | 311.8957
Primary production | 55432 | 55432-Municipal waste (non-renewable) | KTOE | RO | 2014 | nrg_110a | 0.10886
Transformation input in Coke Ovens | 2116 | 2116-Coking Coal | KTOE | HU | 2011 | nrg_101a | 44.5141
Transformation input in Coke Ovens | 2116 | 2116-Coking Coal | KTOE | HU | 2012 | nrg_110a | 42.2699
Primary production | 55432 | 55432-Municipal waste (non-renewable) | KTOE | AT | 2011 | nrg_110a | 9.6715
Transformation input in Coke Ovens | 2116 | 2116-Coking Coal | KTOE | NL | 2014 | nrg_101a | 83.3466
Transformation input in Coke Ovens | 2116 | 2116-Coking Coal | KTOE | PL | 2014 | nrg_101a | 375.8825
Transformation input in Coke Ovens | 2116 | 2116-Coking Coal | KTOE | SK | 2009 | nrg_101a | 58.7324
Transformation input in Coke Ovens | 2116 | 2116-Coking Coal | KTOE | UK | 2014 | nrg_101a | 150.5029
Primary production | 2116 | 2116-Coking Coal | KTOE | DE | 2010 | nrg_101a | 236.2067
Imports | 2116 | 2116-Coking Coal | KTOE | FR | 2012 | nrg_101a | 144.6916
Imports | 2116 | 2116-Coking Coal | KTOE | TR | 2009 | nrg_101a | 149.4143
Consumption in Coke Ovens | 2116 | 2116-Coking Coal | KTOE | PL | 2013 | nrg_101a | 1.5282
Consumption in Gas Works | 4230 | 4230-Gas Works Gas | KTOE | PL | 2010 | nrg_103a | 0.01256
Primary production | 55432 | 55432-Municipal waste (non-renewable) | KTOE | DK | 2009 | nrg_108a | 17.706
Primary production | 55432 | 55432-Municipal waste (non-renewable) | KTOE | FI | 2012 | nrg_108a | 4.9572
Consumption in Coke Ovens | 2116 | 2116-Coking Coal | KTOE | IT | 2009 | nrg_110a | 1.6747
Primary production | 2116 | 2116-Coking Coal | KTOE | CZ | 2012 | nrg_110a | 145.0475
Primary production | 2116 | 2116-Coking Coal | KTOE | UA | 2009 | nrg_110a | 550.4553
Imports | 2116 | 2116-Coking Coal | KTOE | TR | 2010 | nrg_110a | 142.3973
Transformation input in Coke Ovens | 2116 | 2116-Coking Coal | KTOE | FI | 2011 | nrg_110a | 35.6004
Transformation input in Coke Ovens | 2116 | 2116-Coking Coal | KTOE | PL | 2012 | nrg_110a | 350.1505
Transformation input in Coke Ovens | 2116 | 2116-Coking Coal | KTOE | NL | 2012 | nrg_110a | 78.6155
Transformation input in Coke Ovens | 2116 | 2116-Coking Coal | KTOE | UK | 2010 | nrg_110a | 164.7296
Primary production | 55432 | 55432-Municipal waste (non-renewable) | KTOE | DK | 2010 | nrg_110a | 17.0068
Primary production | 55432 | 55432-Municipal waste (non-renewable) | KTOE | DE | 2014 | nrg_110a | 127.1531
Primary production | 55432 | 55432-Municipal waste (non-renewable) | KTOE | EE | 2013 | nrg_110a | 4.4129
Primary production | 55432 | 55432-Municipal waste (non-renewable) | KTOE | IE | 2010 | nrg_110a | 0.36006
Imports | 55432 | 55432-Municipal waste (non-renewable) | KTOE | HU | 2013 | nrg_110a | 0.087923
Imports | 2116 | 2116-Coking Coal | KTOE | BE | 2012 | nrg_101a | 71.8078
Transformation output from Gas Works | 4230 | 4230-Gas Works Gas | KTOE | HR | 2012 | nrg_103a | 0.096296
Primary production | 55432 | 55432-Municipal waste (non-renewable) | KTOE | NO | 2012 | nrg_108a | 7.5321
Imports | 2116 | 2116-Coking Coal | KTOE | AT | 2009 | nrg_110a | 48.2864
Imports | 2116 | 2116-Coking Coal | KTOE | FI | 2012 | nrg_110a | 32.9334
Imports | 2116 | 2116-Coking Coal | KTOE | UA | 2009 | nrg_110a | 152.4874
Primary production | 55432 | 55432-Municipal waste (non-renewable) | KTOE | NL | 2013 | nrg_110a | 27.3649
Primary production | 55432 | 55432-Municipal waste (non-renewable) | KTOE | SK | 2014 | nrg_110a | 1.2351
Primary production | 55432 | 55432-Municipal waste (non-renewable) | KTOE | SK | 2012 | nrg_108a | 0.62802
Transformation output from Gas Works | 4230 | 4230-Gas Works Gas | KTOE | EE | 2012 | nrg_103a | 6.6779
Imports | 2116 | 2116-Coking Coal | KTOE | PL | 2009 | nrg_110a | 66.8674
Primary production | 2116 | 2116-Coking Coal | KTOE | PL | 2014 | nrg_101a | 363.477
Primary production | 2116 | 2116-Coking Coal | KTOE | PL | 2012 | nrg_110a | 348.6055
Transformation input in Coke Ovens | 2116 | 2116-Coking Coal | KTOE | CZ | 2012 | nrg_110a | 92.9637
Primary production | 2116 | 2116-Coking Coal | KTOE | UA | 2014 | nrg_101a | 343.8786
Primary production | 55432 | 55432-Municipal waste (non-renewable) | KTOE | BE | 2014 | nrg_108a | 14.2644
Primary production | 2116 | 2116-Coking Coal | KTOE | UK | 2012 | nrg_110a | 11.8654
Transformation input in Coke Ovens | 2116 | 2116-Coking Coal | KTOE | SE | 2010 | nrg_110a | 55.4081
Transformation input in Coke Ovens | 2116 | 2116-Coking Coal | KTOE | FR | 2014 | nrg_101a | 137.1889
Transformation input in Coke Ovens | 2116 | 2116-Coking Coal | KTOE | NL | 2009 | nrg_101a | 71.2175
Transformation input in Coke Ovens | 2116 | 2116-Coking Coal | KTOE | PL | 2009 | nrg_101a | 274.6625
Transformation input in Coke Ovens | 2116 | 2116-Coking Coal | KTOE | TR | 2012 | nrg_101a | 155.7699
Consumption in Coke Ovens | 4220 | 4220-Blast Furnace Gas | KTOE | TR | 2010 | nrg_103a | 5.8741
Imports | 6000 | 6000-Electrical energy | KTOE | AT | 2013 | nrg_105a | 89.8571
Imports | 6000 | 6000-Electrical energy | KTOE | DK | 2011 | nrg_105a | 42.0983
Imports | 6000 | 6000-Electrical energy | KTOE | FI | 2010 | nrg_105a | 56.5888
Consumption in Oil and gas extraction | 6000 | 6000-Electrical energy | KTOE | AT | 2010 | nrg_105a | 0.54847
Consumption in Oil and gas extraction | 6000 | 6000-Electrical energy | KTOE | BE | 2011 | nrg_105a | 0.0041868
Consumption in Oil and gas extraction | 6000 | 6000-Electrical energy | KTOE | CZ | 2011 | nrg_105a | 0.016747
Consumption in Oil and gas extraction | 6000 | 6000-Electrical energy | KTOE | DE | 2014 | nrg_105a | 2.2274
Consumption in Coal Mines | 6000 | 6000-Electrical energy | KTOE | UK | 2014 | nrg_105a | 2.7926
Consumption in Coke Ovens | 6000 | 6000-Electrical energy | KTOE | SK | 2012 | nrg_105a | 0.23446
Consumption in Coke Ovens | 6000 | 6000-Electrical energy | KTOE | UA | 2009 | nrg_105a | 3.4081
Transformation output from BKB / PB Plants | 0 | 0000-All products | KTOE | EE | 2014 | nrg_110a | 1.2393
Transformation output from BKB / PB Plants | 0 | 0000-All products | KTOE | IE | 2010 | nrg_110a | 4.7604
Consumption in Coal Mines | 0 | 0000-All products | KTOE | BG | 2014 | nrg_110a | 2.3655
Consumption in Coal Mines | 0 | 0000-All products | KTOE | DE | 2011 | nrg_110a | 9.8808
Consumption in Coke Ovens | 0 | 0000-All products | KTOE | ES | 2010 | nrg_110a | 23.0818
Consumption in Coke Ovens | 0 | 0000-All products | KTOE | FI | 2012 | nrg_110a | 3.1527
Consumption in Coke Ovens | 0 | 0000-All products | KTOE | FR | 2012 | nrg_110a | 13.1382
Primary production | 0 | 0000-All products | KTOE | LT | 2011 | nrg_110a | 54.0013
Primary production | 0 | 0000-All products | KTOE | LU | 2009 | nrg_110a | 4.6473
Primary production | 0 | 0000-All products | KTOE | LV | 2011 | nrg_110a | 86.8845
Primary production | 0 | 0000-All products | KTOE | MT | 2014 | nrg_110a | 0.53172
Imports | 0 | 0000-All products | KTOE | BE | 2014 | nrg_110a | 3273.1021
Imports | 0 | 0000-All products | KTOE | XK | 2014 | nrg_110a | 23.915
Imports | 0 | 0000-All products | KTOE | UK | 2010 | nrg_110a | 6090.2784
Consumption in Coke Ovens | 0 | 0000-All products | KTOE | SK | 2014 | nrg_110a | 8.0428
Consumption in BKB / PB Plants | 0 | 0000-All products | KTOE | EE | 2013 | nrg_110a | 0.016747
Transformation input in Patent Fuel Plants | 0 | 0000-All products | KTOE | PL | 2014 | nrg_110a | 0.087923
Transformation input in BKB / PB Plants | 0 | 0000-All products | KTOE | BG | 2011 | nrg_110a | 25.7739
Transformation output from Coke Ovens | 0 | 0000-All products | KTOE | AT | 2010 | nrg_110a | 50.3463
Transformation output from Coke Ovens | 0 | 0000-All products | KTOE | DE | 2012 | nrg_110a | 289.4879
Consumption in Oil and gas extraction | 0 | 0000-All products | KTOE | BG | 2012 | nrg_110a | 0.050242
Consumption in Oil and gas extraction | 0 | 0000-All products | KTOE | DK | 2013 | nrg_110a | 23.4168
Imports | 2112 | 2112-Patent Fuels | KTOE | UK | 2011 | nrg_110a | 0.61546
Consumption in Coke Ovens | 4220 | 4220-Blast Furnace Gas | KTOE | FI | 2014 | nrg_110a | 0.58197
Primary production | 5520 | 5520-Wind power | KTOE | IT | 2010 | nrg_110a | 32.8538
Consumption in BKB / PB Plants | 6000 | 6000-Electrical energy | KTOE | EE | 2013 | nrg_110a | 0.016747
Consumption in Oil and gas extraction | 6000 | 6000-Electrical energy | KTOE | DE | 2010 | nrg_110a | 2.0641
Consumption in Coke Ovens | 6000 | 6000-Electrical energy | KTOE | ES | 2014 | nrg_110a | 0.17585
Transformation output from Coke Ovens | 0 | 0000-All products | KTOE | BE | 2012 | nrg_100a | 68.5547
Transformation output from Gas Works | 0 | 0000-All products | KTOE | UA | 2010 | nrg_100a | 1.3775
Consumption in Coal Mines | 0 | 0000-All products | KTOE | TR | 2014 | nrg_100a | 2.4367
Consumption in Coke Ovens | 0 | 0000-All products | KTOE | UA | 2012 | nrg_100a | 82.4339
Consumption in Coke Ovens | 0 | 0000-All products | KTOE | TR | 2014 | nrg_100a | 14.4738
Transformation output from Coke Ovens | 0 | 0000-All products | KTOE | FR | 2014 | nrg_100a | 119.843
Transformation output from Coke Ovens | 0 | 0000-All products | KTOE | HU | 2010 | nrg_100a | 39.7244
Transformation output from Coke Ovens | 0 | 0000-All products | KTOE | RO | 2009 | nrg_100a | 11.8235
Transformation output from Coke Ovens | 0 | 0000-All products | KTOE | SK | 2011 | nrg_100a | 60.3695
Consumption in Coal Mines | 0 | 0000-All products | KTOE | PT | 2010 | nrg_100a | 0.0041868
Consumption in Gas Works | 0 | 0000-All products | KTOE | ES | 2011 | nrg_100a | 0.39356
Consumption in Pipeline transport | 0 | 0000-All products | KTOE | FR | 2009 | nrg_100a | 0.016747
Consumption in Pipeline transport | 0 | 0000-All products | KTOE | HR | 2011 | nrg_100a | 0.075362
Consumption in Pipeline transport | 0 | 0000-All products | KTOE | LT | 2014 | nrg_100a | 1.1053
Imports | 6000 | 6000-Electrical energy | KTOE | CZ | 2010 | nrg_100a | 23.9108
Imports | 6000 | 6000-Electrical energy | KTOE | HU | 2010 | nrg_100a | 35.6297
Imports | 6000 | 6000-Electrical energy | KTOE | HR | 2010 | nrg_100a | 44.6941
Imports | 6000 | 6000-Electrical energy | KTOE | IT | 2012 | nrg_100a | 163.4652
Imports | 6000 | 6000-Electrical energy | KTOE | TR | 2012 | nrg_100a | 20.9759
Consumption in BKB / PB Plants | 6000 | 6000-Electrical energy | KTOE | UA | 2010 | nrg_100a | 0.066989
Consumption in Oil and gas extraction | 6000 | 6000-Electrical energy | KTOE | PL | 2013 | nrg_100a | 0.36844
Consumption in Oil and gas extraction | 6000 | 6000-Electrical energy | KTOE | PT | 2012 | nrg_100a | 0.01256
Transformation input in Coke Ovens | 2116 | 2116-Coking Coal | KTOE | UK | 2009 | nrg_101a | 153.015
Imports | 2116 | 2116-Coking Coal | KTOE | CZ | 2014 | nrg_101a | 50.3714
Imports | 2116 | 2116-Coking Coal | KTOE | HU | 2010 | nrg_101a | 45.8873
Imports | 2116 | 2116-Coking Coal | KTOE | IT | 2011 | nrg_101a | 173.6978
Primary production | 55432 | 55432-Municipal waste (non-renewable) | KTOE | EE | 2014 | nrg_108a | 2.8512
Imports | 2116 | 2116-Coking Coal | KTOE | CZ | 2010 | nrg_110a | 26.8667
Imports | 2116 | 2116-Coking Coal | KTOE | DE | 2013 | nrg_110a | 225.9114
Imports | 2116 | 2116-Coking Coal | KTOE | FR | 2013 | nrg_110a | 159.1193
Transformation input in Coke Ovens | 2116 | 2116-Coking Coal | KTOE | FR | 2014 | nrg_110a | 137.1889
Transformation input in Coke Ovens | 2116 | 2116-Coking Coal | KTOE | UA | 2013 | nrg_110a | 690.9309
Transformation input in Coke Ovens | 2116 | 2116-Coking Coal | KTOE | TR | 2010 | nrg_110a | 154.9786
Consumption in Coal Mines | 4230 | 4230-Gas Works Gas | KTOE | CZ | 2013 | nrg_110a | 0.11304
Primary production | 55432 | 55432-Municipal waste (non-renewable) | KTOE | DE | 2009 | nrg_110a | 88.241
Primary production | 55432 | 55432-Municipal waste (non-renewable) | KTOE | CZ | 2014 | nrg_110a | 2.3027
Primary production | 55432 | 55432-Municipal waste (non-renewable) | KTOE | FI | 2014 | nrg_110a | 7.6242
Transformation input in Coke Ovens | 2116 | 2116-Coking Coal | KTOE | BE | 2011 | nrg_101a | 75.4671
Transformation input in Coke Ovens | 2116 | 2116-Coking Coal | KTOE | CZ | 2011 | nrg_101a | 96.0326
Transformation output from Gas Works | 4230 | 4230-Gas Works Gas | KTOE | UA | 2014 | nrg_103a | 0.73688
Consumption in Coal Mines | 2116 | 2116-Coking Coal | KTOE | TR | 2010 | nrg_110a | 0.8876
Imports | 2116 | 2116-Coking Coal | KTOE | BE | 2011 | nrg_110a | 79.2478
Imports | 2116 | 2116-Coking Coal | KTOE | UK | 2014 | nrg_110a | 191.8434
Transformation output from Gas Works | 4230 | 4230-Gas Works Gas | KTOE | HR | 2011 | nrg_110a | 0.12979
Primary production | 55432 | 55432-Municipal waste (non-renewable) | KTOE | LU | 2011 | nrg_110a | 0.762
Primary production | 55432 | 55432-Municipal waste (non-renewable) | KTOE | NO | 2010 | nrg_110a | 5.8448
Primary production | 55432 | 55432-Municipal waste (non-renewable) | KTOE | SK | 2011 | nrg_110a | 0.67407
Primary production | 55432 | 55432-Municipal waste (non-renewable) | KTOE | SK | 2009 | nrg_108a | 0.81643
Transformation output from Gas Works | 4230 | 4230-Gas Works Gas | KTOE | EE | 2009 | nrg_103a | 5.7234
Transformation output from Gas Works | 4230 | 4230-Gas Works Gas | KTOE | EE | 2013 | nrg_110a | 6.4812
Primary production | 2116 | 2116-Coking Coal | KTOE | PL | 2011 | nrg_101a | 338.3018
Imports | 2116 | 2116-Coking Coal | KTOE | RO | 2014 | nrg_101a | 0.57778
Consumption in Gas Works | 4230 | 4230-Gas Works Gas | KTOE | SE | 2009 | nrg_103a | 0.13398
Primary production | 2116 | 2116-Coking Coal | KTOE | PL | 2009 | nrg_110a | 252.7822
Transformation input in Coke Ovens | 2116 | 2116-Coking Coal | KTOE | CZ | 2009 | nrg_110a | 86.7631
Transformation input in Coke Ovens | 2116 | 2116-Coking Coal | KTOE | AT | 2012 | nrg_101a | 52.4439
Primary production | 55432 | 55432-Municipal waste (non-renewable) | KTOE | BE | 2011 | nrg_108a | 17.9111
Primary production | 55432 | 55432-Municipal waste (non-renewable) | KTOE | AT | 2013 | nrg_108a | 9.3533
Primary production | 55432 | 55432-Municipal waste (non-renewable) | KTOE | FR | 2014 | nrg_108a | 48.9018
Transformation input in Coke Ovens | 2116 | 2116-Coking Coal | KTOE | FR | 2011 | nrg_101a | 124.2893
Transformation input in Coke Ovens | 2116 | 2116-Coking Coal | KTOE | TR | 2009 | nrg_101a | 141.6311
Primary production | 2116 | 2116-Coking Coal | KTOE | CZ | 2012 | nrg_101a | 145.0475
Primary production | 2116 | 2116-Coking Coal | KTOE | UA | 2011 | nrg_101a | 566.6164
Imports | 2116 | 2116-Coking Coal | KTOE | DE | 2012 | nrg_101a | 268.4241
Imports | 2116 | 2116-Coking Coal | KTOE | CZ | 2011 | nrg_101a | 32.9124
Imports | 2116 | 2116-Coking Coal | KTOE | SK | 2012 | nrg_101a | 77.1837
Consumption in Coal Mines | 4230 | 4230-Gas Works Gas | KTOE | CZ | 2013 | nrg_103a | 0.11304
Primary production | 55432 | 55432-Municipal waste (non-renewable) | KTOE | IE | 2013 | nrg_108a | 2.4158
Primary production | 55432 | 55432-Municipal waste (non-renewable) | KTOE | IT | 2012 | nrg_108a | 33.7791
Imports | 55432 | 55432-Municipal waste (non-renewable) | KTOE | NL | 2013 | nrg_108a | 7.1092
Consumption in Coke Ovens | 2116 | 2116-Coking Coal | KTOE | PL | 2014 | nrg_110a | 1.838
Primary production | 2116 | 2116-Coking Coal | KTOE | DE | 2014 | nrg_110a | 137.4317
Primary production | 2116 | 2116-Coking Coal | KTOE | UK | 2009 | nrg_110a | 7.6242
Imports | 2116 | 2116-Coking Coal | KTOE | DE | 2010 | nrg_110a | 225.9951
Imports | 2116 | 2116-Coking Coal | KTOE | FR | 2010 | nrg_110a | 140.756
Imports | 2116 | 2116-Coking Coal | KTOE | IT | 2014 | nrg_110a | 73.1853
Imports | 2116 | 2116-Coking Coal | KTOE | HU | 2014 | nrg_110a | 38.8535
Imports | 2116 | 2116-Coking Coal | KTOE | NL | 2014 | nrg_110a | 127.442
Transformation input in Coke Ovens | 2116 | 2116-Coking Coal | KTOE | FR | 2011 | nrg_110a | 124.2893
Transformation input in Coke Ovens | 2116 | 2116-Coking Coal | KTOE | UA | 2010 | nrg_110a | 754.0301
Consumption in Coal Mines | 4230 | 4230-Gas Works Gas | KTOE | CZ | 2010 | nrg_110a | 0.096296
Primary production | 55432 | 55432-Municipal waste (non-renewable) | KTOE | CZ | 2011 | nrg_110a | 2.2274
Primary production | 55432 | 55432-Municipal waste (non-renewable) | KTOE | FI | 2011 | nrg_110a | 4.2454
Primary production | 55432 | 55432-Municipal waste (non-renewable) | KTOE | UK | 2014 | nrg_110a | 19.7575
Consumption in Coal Mines | 6000 | 6000-Electrical energy | KTOE | CZ | 2012 | nrg_100a | 5.2335
Consumption in Coal Mines | 6000 | 6000-Electrical energy | KTOE | SI | 2013 | nrg_100a | 0.22609
Consumption in Coal Mines | 6000 | 6000-Electrical energy | KTOE | RO | 2014 | nrg_100a | 2.9224
Consumption in Coal Mines | 6000 | 6000-Electrical energy | KTOE | UK | 2011 | nrg_100a | 3.3453
Consumption in Coke Ovens | 6000 | 6000-Electrical energy | KTOE | IT | 2013 | nrg_100a | 0.20097
Consumption in Coke Ovens | 6000 | 6000-Electrical energy | KTOE | PL | 2011 | nrg_100a | 2.9015
Consumption in BKB / PB Plants | 6000 | 6000-Electrical energy | KTOE | DE | 2013 | nrg_100a | 17.5134
Consumption in BKB / PB Plants | 6000 | 6000-Electrical energy | KTOE | LT | 2009 | nrg_100a | 0.016747
Consumption in Pipeline transport | 6000 | 6000-Electrical energy | KTOE | BE | 2009 | nrg_100a | 0.39775
Transformation input in Coke Ovens | 0 | 0000-All products | KTOE | IT | 2013 | nrg_100a | 89.1119
Transformation input in Gas Works | 0 | 0000-All products | KTOE | HR | 2010 | nrg_100a | 0.18003
Primary production | 0 | 0000-All products | KTOE | BE | 2012 | nrg_100a | 583.2422
Primary production | 0 | 0000-All products | KTOE | CY | 2013 | nrg_100a | 4.5594
Primary production | 0 | 0000-All products | KTOE | EL | 2011 | nrg_100a | 403.2181
Primary production | 0 | 0000-All products | KTOE | DK | 2010 | nrg_100a | 958.8065
Primary production | 0 | 0000-All products | KTOE | HU | 2013 | nrg_100a | 422.0127
Primary production | 0 | 0000-All products | KTOE | UK | 2011 | nrg_100a | 5397.4216
Imports | 0 | 0000-All products | KTOE | IS | 2014 | nrg_100a | 35.4999
Imports | 0 | 0000-All products | KTOE | IT | 2010 | nrg_100a | 7542.1769
Imports | 0 | 0000-All products | KTOE | MD | 2012 | nrg_100a | 133.5296
Imports | 0 | 0000-All products | KTOE | NO | 2009 | nrg_100a | 287.9555
Imports | 2112 | 2112-Patent Fuels | KTOE | FR | 2014 | nrg_101a | 2.5205
Consumption in Coke Ovens | 4220 | 4220-Blast Furnace Gas | KTOE | SE | 2011 | nrg_103a | 0.58197
Imports | 6000 | 6000-Electrical energy | KTOE | FR | 2010 | nrg_105a | 70.108
Imports | 6000 | 6000-Electrical energy | KTOE | SK | 2011 | nrg_105a | 40.4152
Consumption in Oil and gas extraction | 6000 | 6000-Electrical energy | KTOE | NO | 2011 | nrg_105a | 19.4644
Consumption in Oil and gas extraction | 6000 | 6000-Electrical energy | KTOE | PL | 2011 | nrg_105a | 0.39356
Consumption in Oil and gas extraction | 6000 | 6000-Electrical energy | KTOE | UA | 2013 | nrg_105a | 2.1646
Consumption in Oil and gas extraction | 6000 | 6000-Electrical energy | KTOE | UK | 2014 | nrg_105a | 1.8882
Consumption in Coal Mines | 6000 | 6000-Electrical energy | KTOE | PL | 2012 | nrg_105a | 22.7385
Consumption in Coal Mines | 6000 | 6000-Electrical energy | KTOE | SI | 2009 | nrg_105a | 0.25121
Consumption in Coal Mines | 6000 | 6000-Electrical energy | KTOE | TR | 2009 | nrg_105a | 2.6042
Consumption in Coke Ovens | 6000 | 6000-Electrical energy | KTOE | AT | 2009 | nrg_105a | 0.10467
Consumption in Coke Ovens | 6000 | 6000-Electrical energy | KTOE | BE | 2011 | nrg_105a | 0.0083736
Consumption in Coke Ovens | 6000 | 6000-Electrical energy | KTOE | IT | 2013 | nrg_105a | 0.20097
Consumption in Coke Ovens | 6000 | 6000-Electrical energy | KTOE | NL | 2009 | nrg_105a | 0.23865
Consumption in Gas Works | 6000 | 6000-Electrical energy | KTOE | PL | 2009 | nrg_105a | 0.20097
Consumption in Pipeline transport | 6000 | 6000-Electrical energy | KTOE | BE | 2009 | nrg_105a | 0.39775
Consumption in Pipeline transport | 6000 | 6000-Electrical energy | KTOE | AT | 2011 | nrg_105a | 0.51079
Primary production | 5520 | 5520-Wind power | KTOE | IS | 2014 | nrg_107a | 0.029308
Transformation input in Coke Ovens | 0 | 0000-All products | KTOE | FR | 2011 | nrg_110a | 124.2893
Transformation input in Coke Ovens | 0 | 0000-All products | KTOE | SE | 2011 | nrg_110a | 49.1488
Transformation input in Coke Ovens | 0 | 0000-All products | KTOE | UA | 2010 | nrg_110a | 770.0153
Consumption in Oil and gas extraction | 0 | 0000-All products | KTOE | RS | 2009 | nrg_110a | 1.5491
Consumption in Coal Mines | 0 | 0000-All products | KTOE | CZ | 2013 | nrg_110a | 19.3639
Consumption in Coal Mines | 0 | 0000-All products | KTOE | NO | 2013 | nrg_110a | 0.40612
Primary production | 0 | 0000-All products | KTOE | CY | 2009 | nrg_110a | 3.5044
Primary production | 0 | 0000-All products | KTOE | DE | 2010 | nrg_110a | 5387.0802
Primary production | 0 | 0000-All products | KTOE | EL | 2009 | nrg_110a | 422.0839
Primary production | 0 | 0000-All products | KTOE | EE | 2013 | nrg_110a | 236.6924
Primary production | 0 | 0000-All products | KTOE | RS | 2012 | nrg_110a | 450.4871
Imports | 0 | 0000-All products | KTOE | FR | 2012 | nrg_110a | 6544.9021
Imports | 0 | 0000-All products | KTOE | MD | 2011 | nrg_110a | 136.8414
Imports | 0 | 0000-All products | KTOE | TR | 2010 | nrg_110a | 3410.0691
Transformation input in Coke Ovens | 0 | 0000-All products | KTOE | FI | 2013 | nrg_110a | 35.9227
Consumption in Coke Ovens | 0 | 0000-All products | KTOE | SE | 2009 | nrg_110a | 3.7137
Consumption in BKB / PB Plants | 0 | 0000-All products | KTOE | BG | 2011 | nrg_110a | 4.6432
Consumption in Gas Works | 0 | 0000-All products | KTOE | PL | 2012 | nrg_110a | 0.24283
Consumption in Oil and gas extraction | 0 | 0000-All products | KTOE | PL | 2009 | nrg_110a | 6.8161
Consumption in Oil and gas extraction | 0 | 0000-All products | KTOE | NO | 2013 | nrg_110a | 182.7161
Consumption in Oil and gas extraction | 0 | 0000-All products | KTOE | NL | 2014 | nrg_110a | 34.9891
Imports | 55432 | 55432-Municipal waste (non-renewable) | KTOE | NL | 2014 | nrg_110a | 7.1845
Transformation output from Gas Works | 4230 | 4230-Gas Works Gas | KTOE | UA | 2011 | nrg_103a | 0.9504
Primary production | 55432 | 55432-Municipal waste (non-renewable) | KTOE | LU | 2012 | nrg_108a | 0.74944
Primary production | 55432 | 55432-Municipal waste (non-renewable) | KTOE | NL | 2013 | nrg_108a | 27.3649
Imports | 2116 | 2116-Coking Coal | KTOE | UK | 2011 | nrg_110a | 179.3918
Transformation input in Coke Ovens | 2116 | 2116-Coking Coal | KTOE | BE | 2012 | nrg_110a | 72.3353
Primary production | 2116 | 2116-Coking Coal | KTOE | TR | 2009 | nrg_110a | 34.9221
Primary production | 2116 | 2116-Coking Coal | KTOE | TR | 2011 | nrg_101a | 29.5379
Imports | 2116 | 2116-Coking Coal | KTOE | PL | 2012 | nrg_110a | 47.4448
Transformation output from Gas Works | 4230 | 4230-Gas Works Gas | KTOE | CZ | 2011 | nrg_110a | 16.1652
Transformation input in Coke Ovens | 2116 | 2116-Coking Coal | KTOE | DE | 2011 | nrg_110a | 301.571
Primary production | 55432 | 55432-Municipal waste (non-renewable) | KTOE | RO | 2012 | nrg_110a | 0.0041868
Imports | 55432 | 55432-Municipal waste (non-renewable) | KTOE | CY | 2013 | nrg_110a | 0.046055
Transformation input in Coke Ovens | 2116 | 2116-Coking Coal | KTOE | HU | 2009 | nrg_101a | 32.1211
Transformation input in Coke Ovens | 2116 | 2116-Coking Coal | KTOE | HU | 2010 | nrg_110a | 44.4429
Transformation input in Coke Ovens | 2116 | 2116-Coking Coal | KTOE | RO | 2009 | nrg_110a | 13.6406
Transformation input in Coke Ovens | 2116 | 2116-Coking Coal | KTOE | SE | 2013 | nrg_110a | 42.002
Primary production | 55432 | 55432-Municipal waste (non-renewable) | KTOE | AT | 2009 | nrg_110a | 8.1308
Transformation input in Coke Ovens | 2116 | 2116-Coking Coal | KTOE | NL | 2012 | nrg_101a | 78.6155
Transformation input in Coke Ovens | 2116 | 2116-Coking Coal | KTOE | PL | 2012 | nrg_101a | 350.1505
Transformation input in Coke Ovens | 2116 | 2116-Coking Coal | KTOE | UK | 2012 | nrg_101a | 150.1303
Imports | 2116 | 2116-Coking Coal | KTOE | HU | 2013 | nrg_101a | 37.9743
Imports | 2116 | 2116-Coking Coal | KTOE | FR | 2010 | nrg_101a | 140.756
Imports | 2116 | 2116-Coking Coal | KTOE | IT | 2014 | nrg_101a | 73.1853
Consumption in Coke Ovens | 2116 | 2116-Coking Coal | KTOE | PL | 2011 | nrg_101a | 1.8506
Primary production | 55432 | 55432-Municipal waste (non-renewable) | KTOE | FI | 2010 | nrg_108a | 4.3333
Primary production | 2116 | 2116-Coking Coal | KTOE | CZ | 2010 | nrg_110a | 172.1487
Imports | 2116 | 2116-Coking Coal | KTOE | CZ | 2013 | nrg_110a | 27.7501
Transformation input in Coke Ovens | 2116 | 2116-Coking Coal | KTOE | FI | 2009 | nrg_110a | 31.3215
Transformation input in Coke Ovens | 2116 | 2116-Coking Coal | KTOE | PL | 2010 | nrg_110a | 381.9366
Transformation input in Coke Ovens | 2116 | 2116-Coking Coal | KTOE | NL | 2010 | nrg_110a | 84.0626
Transformation input in Coke Ovens | 2116 | 2116-Coking Coal | KTOE | TR | 2013 | nrg_110a | 174.4891
Primary production | 55432 | 55432-Municipal waste (non-renewable) | KTOE | DE | 2012 | nrg_110a | 108.6726
Imports | 55432 | 55432-Municipal waste (non-renewable) | KTOE | HU | 2011 | nrg_110a | 0.27214
Transformation input in Coke Ovens | 2116 | 2116-Coking Coal | KTOE | BE | 2014 | nrg_101a | 57.154
Transformation input in Coke Ovens | 2116 | 2116-Coking Coal | KTOE | CZ | 2014 | nrg_101a | 104.9045
Imports | 2116 | 2116-Coking Coal | KTOE | BE | 2010 | nrg_101a | 82.0906
Transformation output from Gas Works | 4230 | 4230-Gas Works Gas | KTOE | HR | 2010 | nrg_103a | 0.17585
Primary production | 55432 | 55432-Municipal waste (non-renewable) | KTOE | NO | 2010 | nrg_108a | 5.8448
Imports | 2116 | 2116-Coking Coal | KTOE | BE | 2014 | nrg_110a | 65.3434
Imports | 2116 | 2116-Coking Coal | KTOE | FI | 2010 | nrg_110a | 38.8828
Transformation output from Gas Works | 4230 | 4230-Gas Works Gas | KTOE | HR | 2014 | nrg_110a | 0.037681
Primary production | 55432 | 55432-Municipal waste (non-renewable) | KTOE | LU | 2014 | nrg_110a | 0.71176
Primary production | 55432 | 55432-Municipal waste (non-renewable) | KTOE | NL | 2011 | nrg_110a | 31.2503
Primary production | 55432 | 55432-Municipal waste (non-renewable) | KTOE | NO | 2013 | nrg_110a | 8.4531
Primary production | 55432 | 55432-Municipal waste (non-renewable) | KTOE | SK | 2014 | nrg_108a | 1.2351
Primary production | 2116 | 2116-Coking Coal | KTOE | TR | 2010 | nrg_101a | 27.4989
Transformation output from Gas Works | 4230 | 4230-Gas Works Gas | KTOE | EE | 2014 | nrg_103a | 6.4812
Imports | 2116 | 2116-Coking Coal | KTOE | PL | 2011 | nrg_110a | 67.0977
Transformation output from Gas Works | 4230 | 4230-Gas Works Gas | KTOE | CZ | 2010 | nrg_110a | 15.9517
Primary production | 2116 | 2116-Coking Coal | KTOE | PL | 2014 | nrg_110a | 363.477
Transformation input in Coke Ovens | 2116 | 2116-Coking Coal | KTOE | CZ | 2014 | nrg_110a | 104.9045
Transformation input in Coke Ovens | 2116 | 2116-Coking Coal | KTOE | DE | 2010 | nrg_110a | 307.3697
Primary production | 2116 | 2116-Coking Coal | KTOE | UK | 2014 | nrg_110a | 3.0438
Transformation input in Coke Ovens | 2116 | 2116-Coking Coal | KTOE | HU | 2009 | nrg_110a | 32.1211
Transformation input in Coke Ovens | 2116 | 2116-Coking Coal | KTOE | SE | 2012 | nrg_110a | 43.5009
Transformation input in Coke Ovens | 2116 | 2116-Coking Coal | KTOE | NL | 2011 | nrg_101a | 84.8371
Transformation input in Coke Ovens | 2116 | 2116-Coking Coal | KTOE | PL | 2011 | nrg_101a | 364.3479
Transformation input in Coke Ovens | 2116 | 2116-Coking Coal | KTOE | TR | 2014 | nrg_101a | 179.195
Transformation input in Coke Ovens | 2116 | 2116-Coking Coal | KTOE | UK | 2011 | nrg_101a | 160.3837
Imports | 2116 | 2116-Coking Coal | KTOE | HU | 2012 | nrg_101a | 42.4751
Consumption in Pipeline transport | 0 | 0000-All products | KTOE | BG | 2013 | nrg_110a | 7.7121
Consumption in Coke Ovens | 4220 | 4220-Blast Furnace Gas | KTOE | CZ | 2013 | nrg_110a | 1.5324
Consumption in Coke Ovens | 4220 | 4220-Blast Furnace Gas | KTOE | IT | 2012 | nrg_110a | 0.033494
Primary production | 5520 | 5520-Wind power | KTOE | IE | 2012 | nrg_110a | 14.4361
Primary production | 5520 | 5520-Wind power | KTOE | SE | 2013 | nrg_110a | 35.4329
Primary production | 5520 | 5520-Wind power | KTOE | RO | 2013 | nrg_110a | 16.2741
Primary production | 5520 | 5520-Wind power | KTOE | UA | 2009 | nrg_110a | 0.15491
Consumption in Coke Ovens | 6000 | 6000-Electrical energy | KTOE | SE | 2009 | nrg_110a | 0.037681
Consumption in BKB / PB Plants | 6000 | 6000-Electrical energy | KTOE | BG | 2013 | nrg_110a | 0.13398
Consumption in Pipeline transport | 6000 | 6000-Electrical energy | KTOE | AT | 2013 | nrg_110a | 0.59453
Consumption in Pipeline transport | 6000 | 6000-Electrical energy | KTOE | BG | 2009 | nrg_110a | 0.10048
Imports | 6000 | 6000-Electrical energy | KTOE | DE | 2011 | nrg_110a | 183.6121
Imports | 6000 | 6000-Electrical energy | KTOE | IE | 2013 | nrg_110a | 9.4496
Consumption in Oil and gas extraction | 6000 | 6000-Electrical energy | KTOE | NL | 2011 | nrg_110a | 6.2174
Consumption in Coal Mines | 6000 | 6000-Electrical energy | KTOE | RS | 2011 | nrg_110a | 0.81224
Consumption in Coal Mines | 6000 | 6000-Electrical energy | KTOE | SK | 2013 | nrg_110a | 0.33076
Consumption in Oil and gas extraction | 0 | 0000-All products | KTOE | NL | 2009 | nrg_100a | 30.0194
Consumption in Oil and gas extraction | 0 | 0000-All products | KTOE | RO | 2014 | nrg_100a | 22.0351
Consumption in Coal Mines | 0 | 0000-All products | KTOE | CZ | 2010 | nrg_100a | 21.047
Consumption in Coal Mines | 0 | 0000-All products | KTOE | IT | 2011 | nrg_100a | 0.15072
Consumption in Coal Mines | 0 | 0000-All products | KTOE | RO | 2013 | nrg_100a | 3.1987
Consumption in Coke Ovens | 0 | 0000-All products | KTOE | PL | 2009 | nrg_100a | 37.8361
Consumption in Coke Ovens | 0 | 0000-All products | KTOE | NL | 2011 | nrg_100a | 7.7833
Consumption in BKB / PB Plants | 0 | 0000-All products | KTOE | DE | 2011 | nrg_100a | 33.6326
Consumption in BKB / PB Plants | 0 | 0000-All products | KTOE | UA | 2013 | nrg_100a | 0.16329
Imports | 6000 | 6000-Electrical energy | KTOE | UA | 2009 | nrg_100a | 0.087923
Consumption in Oil and gas extraction | 6000 | 6000-Electrical energy | KTOE | BG | 2013 | nrg_100a | 0.016747
Consumption in Coal Mines | 6000 | 6000-Electrical energy | KTOE | BG | 2012 | nrg_100a | 2.3655
Consumption in Coal Mines | 6000 | 6000-Electrical energy | KTOE | DE | 2011 | nrg_100a | 8.7462
Consumption in Pipeline transport | 0 | 0000-All products | KTOE | BE | 2014 | nrg_100a | 2.0013
Imports | 6000 | 6000-Electrical energy | KTOE | SI | 2014 | nrg_100a | 26.1131
Imports | 6000 | 6000-Electrical energy | KTOE | XK | 2014 | nrg_100a | 3.4792
Consumption in Oil and gas extraction | 6000 | 6000-Electrical energy | KTOE | BG | 2012 | nrg_100a | 0.01256
Consumption in Coal Mines | 6000 | 6000-Electrical energy | KTOE | BG | 2011 | nrg_100a | 2.3279
Consumption in Coal Mines | 6000 | 6000-Electrical energy | KTOE | DE | 2010 | nrg_100a | 9.5627
Consumption in Coke Ovens | 6000 | 6000-Electrical energy | KTOE | ES | 2014 | nrg_100a | 0.17585
Consumption in Coke Ovens | 6000 | 6000-Electrical energy | KTOE | UA | 2010 | nrg_100a | 3.81
Transformation input in BKB / PB Plants | 0 | 0000-All products | KTOE | IE | 2013 | nrg_100a | 4.9739
Primary production | 0 | 0000-All products | KTOE | IT | 2014 | nrg_100a | 1541.1234
Primary production | 0 | 0000-All products | KTOE | MK | 2012 | nrg_100a | 63.8445
Primary production | 0 | 0000-All products | KTOE | LU | 2011 | nrg_100a | 4.7311
Imports | 0 | 0000-All products | KTOE | BG | 2011 | nrg_100a | 488.3693
Imports | 0 | 0000-All products | KTOE | FI | 2010 | nrg_100a | 1063.8366
Imports | 0 | 0000-All products | KTOE | SK | 2014 | nrg_100a | 616.9543
Transformation output from BKB / PB Plants | 0 | 0000-All products | KTOE | BG | 2012 | nrg_100a | 19.8999
Transformation output from BKB / PB Plants | 0 | 0000-All products | KTOE | FI | 2012 | nrg_100a | 0.56103
Consumption in Oil and gas extraction | 0 | 0000-All products | KTOE | DK | 2009 | nrg_100a | 26.3015
Consumption in Coke Ovens | 4220 | 4220-Blast Furnace Gas | KTOE | ES | 2009 | nrg_103a | 1.9552
Imports | 6000 | 6000-Electrical energy | KTOE | AT | 2011 | nrg_105a | 89.899
Imports | 6000 | 6000-Electrical energy | KTOE | DK | 2009 | nrg_105a | 40.3482
Imports | 6000 | 6000-Electrical energy | KTOE | UA | 2014 | nrg_105a | 0.32238
Consumption in Oil and gas extraction | 6000 | 6000-Electrical energy | KTOE | CZ | 2009 | nrg_105a | 0.020934
Consumption in Oil and gas extraction | 6000 | 6000-Electrical energy | KTOE | DE | 2012 | nrg_105a | 2.286
Consumption in Coal Mines | 6000 | 6000-Electrical energy | KTOE | MK | 2013 | nrg_105a | 0.40612
Consumption in Coal Mines | 6000 | 6000-Electrical energy | KTOE | UK | 2012 | nrg_105a | 3.249
Consumption in Coke Ovens | 6000 | 6000-Electrical energy | KTOE | SK | 2010 | nrg_105a | 0.20515
Transformation output from BKB / PB Plants | 0 | 0000-All products | KTOE | EE | 2012 | nrg_110a | 1.0383
Consumption in Coal Mines | 0 | 0000-All products | KTOE | BG | 2012 | nrg_110a | 2.5246
Consumption in Coal Mines | 0 | 0000-All products | KTOE | DE | 2009 | nrg_110a | 11.2876
Consumption in Coal Mines | 0 | 0000-All products | KTOE | UA | 2013 | nrg_110a | 35.9186
Consumption in Coke Ovens | 0 | 0000-All products | KTOE | FI | 2010 | nrg_110a | 1.9427
Imports | 2116 | 2116-Coking Coal | KTOE | FR | 2009 | nrg_101a | 109.2211
Imports | 2116 | 2116-Coking Coal | KTOE | IT | 2013 | nrg_101a | 89.2961
Consumption in Coal Mines | 2116 | 2116-Coking Coal | KTOE | TR | 2010 | nrg_101a | 0.8876
Consumption in Coke Ovens | 2116 | 2116-Coking Coal | KTOE | PL | 2010 | nrg_101a | 0.029308
Primary production | 55432 | 55432-Municipal waste (non-renewable) | KTOE | FI | 2009 | nrg_108a | 4.1575
Primary production | 2116 | 2116-Coking Coal | KTOE | CZ | 2009 | nrg_110a | 168.7448
Imports | 2116 | 2116-Coking Coal | KTOE | CZ | 2012 | nrg_110a | 23.4251
Transformation input in Coke Ovens | 2116 | 2116-Coking Coal | KTOE | NL | 2009 | nrg_110a | 71.2175
Transformation input in Coke Ovens | 2116 | 2116-Coking Coal | KTOE | PL | 2009 | nrg_110a | 274.6625
Transformation input in Coke Ovens | 2116 | 2116-Coking Coal | KTOE | TR | 2012 | nrg_110a | 155.7699
Primary production | 55432 | 55432-Municipal waste (non-renewable) | KTOE | DE | 2011 | nrg_110a | 100.6716
Transformation input in Coke Ovens | 2116 | 2116-Coking Coal | KTOE | BE | 2013 | nrg_101a | 66.4864
Transformation input in Coke Ovens | 2116 | 2116-Coking Coal | KTOE | CZ | 2013 | nrg_101a | 93.8136
Imports | 2116 | 2116-Coking Coal | KTOE | BE | 2009 | nrg_101a | 48.8265
Transformation output from Gas Works | 4230 | 4230-Gas Works Gas | KTOE | HR | 2009 | nrg_103a | 0.19678
Primary production | 55432 | 55432-Municipal waste (non-renewable) | KTOE | NO | 2009 | nrg_108a | 4.8651
Imports | 2116 | 2116-Coking Coal | KTOE | BE | 2013 | nrg_110a | 70.288
Imports | 2116 | 2116-Coking Coal | KTOE | FI | 2009 | nrg_110a | 28.0976
Transformation output from Gas Works | 4230 | 4230-Gas Works Gas | KTOE | HR | 2013 | nrg_110a | 0.066989
Primary production | 55432 | 55432-Municipal waste (non-renewable) | KTOE | LU | 2013 | nrg_110a | 0.73688
Primary production | 55432 | 55432-Municipal waste (non-renewable) | KTOE | NL | 2010 | nrg_110a | 30.3334
Primary production | 55432 | 55432-Municipal waste (non-renewable) | KTOE | NO | 2012 | nrg_110a | 7.5321
Primary production | 55432 | 55432-Municipal waste (non-renewable) | KTOE | SK | 2012 | nrg_110a | 0.62802
Primary production | 55432 | 55432-Municipal waste (non-renewable) | KTOE | SK | 2010 | nrg_108a | 0.70338
Transformation output from Gas Works | 4230 | 4230-Gas Works Gas | KTOE | EE | 2010 | nrg_103a | 6.4142
Transformation output from Gas Works | 4230 | 4230-Gas Works Gas | KTOE | EE | 2014 | nrg_110a | 6.4812
Primary production | 2116 | 2116-Coking Coal | KTOE | PL | 2012 | nrg_101a | 348.6055
Consumption in Gas Works | 4230 | 4230-Gas Works Gas | KTOE | SE | 2010 | nrg_103a | 0.16747
Primary production | 2116 | 2116-Coking Coal | KTOE | PL | 2010 | nrg_110a | 343.9917
Transformation input in Coke Ovens | 2116 | 2116-Coking Coal | KTOE | CZ | 2010 | nrg_110a | 95.1199
Transformation input in Coke Ovens | 2116 | 2116-Coking Coal | KTOE | AT | 2013 | nrg_101a | 52.3099
Primary production | 55432 | 55432-Municipal waste (non-renewable) | KTOE | AT | 2014 | nrg_108a | 10.5759
Primary production | 55432 | 55432-Municipal waste (non-renewable) | KTOE | BE | 2012 | nrg_108a | 15.2483
Transformation input in Coke Ovens | 2116 | 2116-Coking Coal | KTOE | FR | 2012 | nrg_101a | 137.3103
Transformation input in Coke Ovens | 2116 | 2116-Coking Coal | KTOE | TR | 2010 | nrg_101a | 154.9786
Primary production | 2116 | 2116-Coking Coal | KTOE | CZ | 2013 | nrg_101a | 130.8836
Primary production | 2116 | 2116-Coking Coal | KTOE | UA | 2012 | nrg_101a | 597.2219
Imports | 2116 | 2116-Coking Coal | KTOE | DE | 2013 | nrg_101a | 225.9114
Imports | 2116 | 2116-Coking Coal | KTOE | CZ | 2012 | nrg_101a | 23.4251
Imports | 2116 | 2116-Coking Coal | KTOE | IT | 2009 | nrg_101a | 99.2732
Imports | 2116 | 2116-Coking Coal | KTOE | SK | 2013 | nrg_101a | 76.4677
Consumption in Coal Mines | 4230 | 4230-Gas Works Gas | KTOE | CZ | 2014 | nrg_103a | 0.079549
Primary production | 55432 | 55432-Municipal waste (non-renewable) | KTOE | IE | 2014 | nrg_108a | 2.6377
Primary production | 55432 | 55432-Municipal waste (non-renewable) | KTOE | IT | 2013 | nrg_108a | 34.65
Imports | 55432 | 55432-Municipal waste (non-renewable) | KTOE | NL | 2014 | nrg_108a | 7.1845
Primary production | 2116 | 2116-Coking Coal | KTOE | UK | 2010 | nrg_110a | 8.2606
Imports | 2116 | 2116-Coking Coal | KTOE | DE | 2011 | nrg_110a | 254.5616
Imports | 2116 | 2116-Coking Coal | KTOE | FR | 2011 | nrg_110a | 115.8697
Imports | 2116 | 2116-Coking Coal | KTOE | LT | 2014 | nrg_110a | 0.050242
Transformation input in Coke Ovens | 2116 | 2116-Coking Coal | KTOE | FR | 2012 | nrg_110a | 137.3103
Transformation input in Coke Ovens | 2116 | 2116-Coking Coal | KTOE | UA | 2011 | nrg_110a | 786.0382
Consumption in Coal Mines | 4230 | 4230-Gas Works Gas | KTOE | CZ | 2011 | nrg_110a | 0.20097
Primary production | 55432 | 55432-Municipal waste (non-renewable) | KTOE | CZ | 2012 | nrg_110a | 2.3362
Primary production | 55432 | 55432-Municipal waste (non-renewable) | KTOE | FI | 2012 | nrg_110a | 4.9572
Transformation input in Coke Ovens | 2116 | 2116-Coking Coal | KTOE | BE | 2009 | nrg_101a | 59.9927
Transformation input in Coke Ovens | 2116 | 2116-Coking Coal | KTOE | CZ | 2009 | nrg_101a | 86.7631
Transformation output from Gas Works | 4230 | 4230-Gas Works Gas | KTOE | UA | 2012 | nrg_103a | 0.79968
Primary production | 55432 | 55432-Municipal waste (non-renewable) | KTOE | LU | 2013 | nrg_108a | 0.73688
Primary production | 55432 | 55432-Municipal waste (non-renewable) | KTOE | NL | 2014 | nrg_108a | 28.3237
Imports | 2116 | 2116-Coking Coal | KTOE | BE | 2009 | nrg_110a | 48.8265
Imports | 2116 | 2116-Coking Coal | KTOE | UK | 2012 | nrg_110a | 153.3374
Transformation input in Coke Ovens | 2116 | 2116-Coking Coal | KTOE | BE | 2013 | nrg_110a | 66.4864
Consumption in Coke Ovens | 0 | 0000-All products | KTOE | FR | 2010 | nrg_110a | 13.6113
Primary production | 0 | 0000-All products | KTOE | LT | 2009 | nrg_110a | 173.6643
Primary production | 0 | 0000-All products | KTOE | MT | 2012 | nrg_110a | 0.36425
Primary production | 0 | 0000-All products | KTOE | LV | 2009 | nrg_110a | 87.8139
Primary production | 0 | 0000-All products | KTOE | NO | 2014 | nrg_110a | 8216.8797
Imports | 0 | 0000-All products | KTOE | BE | 2012 | nrg_110a | 3160.3725
Imports | 0 | 0000-All products | KTOE | FI | 2013 | nrg_110a | 1105.064
Imports | 0 | 0000-All products | KTOE | XK | 2012 | nrg_110a | 36.6973
Consumption in Coke Ovens | 0 | 0000-All products | KTOE | SK | 2012 | nrg_110a | 8.001
Consumption in BKB / PB Plants | 0 | 0000-All products | KTOE | EE | 2011 | nrg_110a | 0.054428
Transformation input in BKB / PB Plants | 0 | 0000-All products | KTOE | BG | 2009 | nrg_110a | 42.3788
Transformation output from Coke Ovens | 0 | 0000-All products | KTOE | DE | 2010 | nrg_110a | 294.0264
Transformation output from Coke Ovens | 0 | 0000-All products | KTOE | UK | 2014 | nrg_110a | 136.7702
Consumption in Oil and gas extraction | 0 | 0000-All products | KTOE | BE | 2011 | nrg_110a | 0.0041868
Consumption in Oil and gas extraction | 0 | 0000-All products | KTOE | BG | 2010 | nrg_110a | 0.054428
Consumption in Oil and gas extraction | 0 | 0000-All products | KTOE | DK | 2011 | nrg_110a | 25.0622
Consumption in Oil and gas extraction | 0 | 0000-All products | KTOE | EE | 2013 | nrg_110a | 0.32657
Imports | 2112 | 2112-Patent Fuels | KTOE | UK | 2009 | nrg_110a | 0.17585
Consumption in Coke Ovens | 4220 | 4220-Blast Furnace Gas | KTOE | FI | 2012 | nrg_110a | 0.57359
Consumption in BKB / PB Plants | 6000 | 6000-Electrical energy | KTOE | EE | 2011 | nrg_110a | 0.054428
Imports | 6000 | 6000-Electrical energy | KTOE | SE | 2014 | nrg_110a | 49.869
Imports | 6000 | 6000-Electrical energy | KTOE | BE | 2013 | nrg_110a | 62.0735
Consumption in Oil and gas extraction | 6000 | 6000-Electrical energy | KTOE | BG | 2014 | nrg_110a | 0.016747
Consumption in Coal Mines | 6000 | 6000-Electrical energy | KTOE | TR | 2014 | nrg_110a | 2.4367
Consumption in Coke Ovens | 6000 | 6000-Electrical energy | KTOE | ES | 2012 | nrg_110a | 0.037681
Transformation output from Coke Ovens | 0 | 0000-All products | KTOE | AT | 2014 | nrg_100a | 48.6716
Transformation output from Coke Ovens | 0 | 0000-All products | KTOE | BE | 2010 | nrg_100a | 72.9173
Consumption in Coal Mines | 0 | 0000-All products | KTOE | DE | 2014 | nrg_100a | 4.4045
Consumption in Coal Mines | 0 | 0000-All products | KTOE | TR | 2012 | nrg_100a | 2.6335
Consumption in Coke Ovens | 0 | 0000-All products | KTOE | UA | 2010 | nrg_100a | 80.9267
Consumption in Coke Ovens | 0 | 0000-All products | KTOE | TR | 2012 | nrg_100a | 10.9443
Primary production | 0 | 0000-All products | KTOE | MK | 2009 | nrg_100a | 67.2861
Primary production | 0 | 0000-All products | KTOE | NL | 2012 | nrg_100a | 2706.1047
Imports | 0 | 0000-All products | KTOE | SI | 2013 | nrg_100a | 207.9039
Imports | 0 | 0000-All products | KTOE | SK | 2011 | nrg_100a | 679.907
Transformation output from BKB / PB Plants | 0 | 0000-All products | KTOE | BG | 2009 | nrg_100a | 33.44
Transformation output from BKB / PB Plants | 0 | 0000-All products | KTOE | DE | 2013 | nrg_100a | 139.4581
Transformation output from BKB / PB Plants | 0 | 0000-All products | KTOE | FI | 2009 | nrg_100a | 0.84155
Consumption in Oil and gas extraction | 0 | 0000-All products | KTOE | AL | 2013 | nrg_100a | 1.4654
Consumption in Oil and gas extraction | 0 | 0000-All products | KTOE | EE | 2014 | nrg_100a | 0.25958
Imports | 6000 | 6000-Electrical energy | KTOE | UA | 2011 | nrg_105a | 0.11723
Consumption in Oil and gas extraction | 6000 | 6000-Electrical energy | KTOE | DE | 2009 | nrg_105a | 1.9887
Consumption in Coal Mines | 6000 | 6000-Electrical energy | KTOE | MK | 2010 | nrg_105a | 0.37263
Consumption in Coal Mines | 6000 | 6000-Electrical energy | KTOE | UK | 2009 | nrg_105a | 3.6635
Consumption in Coke Ovens | 6000 | 6000-Electrical energy | KTOE | FR | 2014 | nrg_105a | 0.0041868
Primary production | 5520 | 5520-Wind power | KTOE | LU | 2012 | nrg_107a | 0.27633
Primary production | 5520 | 5520-Wind power | KTOE | NO | 2013 | nrg_107a | 6.7701
Transformation output from BKB / PB Plants | 0 | 0000-All products | KTOE | EE | 2009 | nrg_110a | 0.90016
Consumption in Coal Mines | 0 | 0000-All products | KTOE | BG | 2009 | nrg_110a | 2.4618
Consumption in Coal Mines | 0 | 0000-All products | KTOE | UA | 2010 | nrg_110a | 39.1256
Primary production | 0 | 0000-All products | KTOE | NO | 2011 | nrg_110a | 8357.9414
Primary production | 0 | 0000-All products | KTOE | MT | 2009 | nrg_110a | 0.037681
Imports | 0 | 0000-All products | KTOE | BE | 2009 | nrg_110a | 3201.5245
Imports | 0 | 0000-All products | KTOE | DK | 2014 | nrg_110a | 732.3257
Imports | 0 | 0000-All products | KTOE | FI | 2010 | nrg_110a | 1063.8366
Imports | 0 | 0000-All products | KTOE | XK | 2009 | nrg_110a | 27.6161
Consumption in Coke Ovens | 0 | 0000-All products | KTOE | SK | 2009 | nrg_110a | 7.5823
Consumption in Coke Ovens | 0 | 0000-All products | KTOE | UA | 2014 | nrg_110a | 36.5382
Transformation input in BKB / PB Plants | 0 | 0000-All products | KTOE | UA | 2012 | nrg_110a | 3.4499
Transformation output from Coke Ovens | 0 | 0000-All products | KTOE | EE | 2013 | nrg_110a | 0.62802
Transformation output from Coke Ovens | 0 | 0000-All products | KTOE | UK | 2011 | nrg_110a | 150.2391
Transformation output from Gas Works | 0 | 0000-All products | KTOE | UA | 2013 | nrg_110a | 0.72432
Transformation output from Gas Works | 4230 | 4230-Gas Works Gas | KTOE | HR | 2009 | nrg_110a | 0.19678
Primary production | 55432 | 55432-Municipal waste (non-renewable) | KTOE | LU | 2009 | nrg_110a | 0.762
Transformation input in Coke Ovens | 2116 | 2116-Coking Coal | KTOE | ES | 2011 | nrg_101a | 79.2896
Transformation output from Gas Works | 4230 | 4230-Gas Works Gas | KTOE | EE | 2009 | nrg_110a | 5.7234
Primary production | 55432 | 55432-Municipal waste (non-renewable) | KTOE | PL | 2014 | nrg_110a | 4.5552
Transformation input in Coke Ovens | 2116 | 2116-Coking Coal | KTOE | DE | 2013 | nrg_101a | 311.8957
Imports | 2116 | 2116-Coking Coal | KTOE | RO | 2010 | nrg_101a | 4.0151
Primary production | 55432 | 55432-Municipal waste (non-renewable) | KTOE | PT | 2014 | nrg_108a | 3.4206
Primary production | 55432 | 55432-Municipal waste (non-renewable) | KTOE | PT | 2012 | nrg_110a | 3.5965
Transformation input in Coke Ovens | 2116 | 2116-Coking Coal | KTOE | SE | 2013 | nrg_101a | 42.002
Primary production | 55432 | 55432-Municipal waste (non-renewable) | KTOE | AT | 2009 | nrg_108a | 8.1308
Primary production | 55432 | 55432-Municipal waste (non-renewable) | KTOE | FR | 2010 | nrg_108a | 50.2625
Primary production | 55432 | 55432-Municipal waste (non-renewable) | KTOE | HU | 2013 | nrg_108a | 1.6957
Imports | 2116 | 2116-Coking Coal | KTOE | ES | 2013 | nrg_110a | 73.2816
Transformation input in Coke Ovens | 2116 | 2116-Coking Coal | KTOE | AT | 2012 | nrg_110a | 52.4439
Primary production | 55432 | 55432-Municipal waste (non-renewable) | KTOE | BE | 2013 | nrg_110a | 16.3578
Primary production | 55432 | 55432-Municipal waste (non-renewable) | KTOE | HU | 2013 | nrg_110a | 1.6957
Primary production | 55432 | 55432-Municipal waste (non-renewable) | KTOE | FR | 2013 | nrg_110a | 49.4922
Transformation input in Coke Ovens | 2116 | 2116-Coking Coal | KTOE | UA | 2013 | nrg_101a | 690.9309
Primary production | 2116 | 2116-Coking Coal | KTOE | UK | 2013 | nrg_101a | 5.4847
Consumption in Coke Ovens | 2116 | 2116-Coking Coal | KTOE | IT | 2013 | nrg_101a | 1.457
Consumption in Coal Mines | 4230 | 4230-Gas Works Gas | KTOE | CZ | 2009 | nrg_103a | 0.083736
Primary production | 55432 | 55432-Municipal waste (non-renewable) | KTOE | DE | 2012 | nrg_108a | 108.6726
Primary production | 55432 | 55432-Municipal waste (non-renewable) | KTOE | CZ | 2013 | nrg_108a | 2.3153
Primary production | 55432 | 55432-Municipal waste (non-renewable) | KTOE | ES | 2013 | nrg_108a | 8.361
Primary production | 55432 | 55432-Municipal waste (non-renewable) | KTOE | IE | 2009 | nrg_108a | 0.5401
Primary production | 55432 | 55432-Municipal waste (non-renewable) | KTOE | SE | 2013 | nrg_108a | 22.8934
Primary production | 55432 | 55432-Municipal waste (non-renewable) | KTOE | UK | 2011 | nrg_108a | 15.0139
Imports | 55432 | 55432-Municipal waste (non-renewable) | KTOE | HU | 2012 | nrg_108a | 0.037681
Imports | 55432 | 55432-Municipal waste (non-renewable) | KTOE | LV | 2011 | nrg_108a | 1.7501
Consumption in Coke Ovens | 2116 | 2116-Coking Coal | KTOE | PL | 2010 | nrg_110a | 0.029308
Primary production | 2116 | 2116-Coking Coal | KTOE | DE | 2010 | nrg_110a | 236.2067
Imports | 2116 | 2116-Coking Coal | KTOE | IT | 2010 | nrg_110a | 156.9631
Imports | 2116 | 2116-Coking Coal | KTOE | HU | 2010 | nrg_110a | 45.8873
Imports | 2116 | 2116-Coking Coal | KTOE | NL | 2010 | nrg_110a | 130.9966
Imports | 2116 | 2116-Coking Coal | KTOE | SK | 2011 | nrg_110a | 72.9215
Transformation input in Coke Ovens | 2116 | 2116-Coking Coal | KTOE | IT | 2013 | nrg_110a | 89.1119
Consumption in Gas Works | 4230 | 4230-Gas Works Gas | KTOE | PL | 2011 | nrg_110a | 0.0083736
Primary production | 55432 | 55432-Municipal waste (non-renewable) | KTOE | IT | 2014 | nrg_110a | 35.9395
Primary production | 55432 | 55432-Municipal waste (non-renewable) | KTOE | SE | 2013 | nrg_110a | 22.8934
Primary production | 55432 | 55432-Municipal waste (non-renewable) | KTOE | UK | 2010 | nrg_110a | 13.9755
Imports | 55432 | 55432-Municipal waste (non-renewable) | KTOE | LV | 2013 | nrg_110a | 1.8087
Imports | 2116 | 2116-Coking Coal | KTOE | AT | 2013 | nrg_101a | 51.3511
Imports | 2116 | 2116-Coking Coal | KTOE | FI | 2014 | nrg_101a | 38.5604
Imports | 2116 | 2116-Coking Coal | KTOE | SE | 2011 | nrg_101a | 48.479
Imports | 2116 | 2116-Coking Coal | KTOE | UA | 2011 | nrg_101a | 283.438
Primary production | 55432 | 55432-Municipal waste (non-renewable) | KTOE | LT | 2013 | nrg_108a | 0.47311
Primary production | 55432 | 55432-Municipal waste (non-renewable) | KTOE | NL | 2009 | nrg_108a | 31.1665
Transformation output from Gas Works | 4230 | 4230-Gas Works Gas | KTOE | UA | 2011 | nrg_110a | 0.9504
Primary production | 55432 | 55432-Municipal waste (non-renewable) | KTOE | LV | 2012 | nrg_110a | 0.050242
Transformation input in Coke Ovens | 2116 | 2116-Coking Coal | KTOE | ES | 2010 | nrg_101a | 77.2925
Imports | 2116 | 2116-Coking Coal | KTOE | PL | 2014 | nrg_101a | 71.184
Transformation input in Coke Ovens | 2116 | 2116-Coking Coal | KTOE | ES | 2014 | nrg_110a | 59.126
Primary production | 55432 | 55432-Municipal waste (non-renewable) | KTOE | PL | 2013 | nrg_110a | 4.124
Transformation input in Coke Ovens | 2116 | 2116-Coking Coal | KTOE | DE | 2012 | nrg_101a | 301.1649
Imports | 2116 | 2116-Coking Coal | KTOE | RO | 2009 | nrg_101a | 6.9585
Primary production | 55432 | 55432-Municipal waste (non-renewable) | KTOE | PT | 2013 | nrg_108a | 4.0486
Primary production | 55432 | 55432-Municipal waste (non-renewable) | KTOE | PT | 2011 | nrg_110a | 4.124
Transformation input in Coke Ovens | 2116 | 2116-Coking Coal | KTOE | SE | 2012 | nrg_101a | 43.5009
Imports | 2116 | 2116-Coking Coal | KTOE | ES | 2014 | nrg_101a | 47.7881
Consumption in Oil and gas extraction | 0 | 0000-All products | KTOE | ES | 2012 | nrg_110a | 0.3475
Consumption in Oil and gas extraction | 0 | 0000-All products | KTOE | EE | 2010 | nrg_110a | 0.48148
Consumption in Oil and gas extraction | 0 | 0000-All products | KTOE | EL | 2012 | nrg_110a | 0.99227
Consumption in Coke Ovens | 4220 | 4220-Blast Furnace Gas | KTOE | FI | 2009 | nrg_110a | 0.48986
Consumption in Coke Ovens | 4220 | 4220-Blast Furnace Gas | KTOE | UK | 2013 | nrg_110a | 2.7047
Consumption in Coke Ovens | 6000 | 6000-Electrical energy | KTOE | UA | 2013 | nrg_110a | 3.1359
Imports | 6000 | 6000-Electrical energy | KTOE | SI | 2013 | nrg_110a | 27.076
Imports | 6000 | 6000-Electrical energy | KTOE | SE | 2011 | nrg_110a | 44.9327
Imports | 6000 | 6000-Electrical energy | KTOE | UA | 2014 | nrg_110a | 0.32238
Imports | 6000 | 6000-Electrical energy | KTOE | BE | 2010 | nrg_110a | 44.6229
Imports | 6000 | 6000-Electrical energy | KTOE | FR | 2014 | nrg_110a | 28.3446
Imports | 6000 | 6000-Electrical energy | KTOE | FI | 2013 | nrg_110a | 63.3295
Consumption in Coal Mines | 6000 | 6000-Electrical energy | KTOE | DE | 2014 | nrg_110a | 3.7221
Consumption in Oil and gas extraction | 6000 | 6000-Electrical energy | KTOE | BG | 2011 | nrg_110a | 0.01256
Consumption in Coal Mines | 6000 | 6000-Electrical energy | KTOE | UA | 2012 | nrg_110a | 24.9491
Consumption in Coal Mines | 6000 | 6000-Electrical energy | KTOE | TR | 2011 | nrg_110a | 2.8135
Consumption in Coke Ovens | 6000 | 6000-Electrical energy | KTOE | ES | 2009 | nrg_110a | 0.01256
Transformation output from Coke Ovens | 0 | 0000-All products | KTOE | AT | 2011 | nrg_100a | 49.0609
Transformation output from Coke Ovens | 0 | 0000-All products | KTOE | DE | 2013 | nrg_100a | 297.5056
Consumption in Coal Mines | 0 | 0000-All products | KTOE | DE | 2011 | nrg_100a | 9.8808
Consumption in Coal Mines | 0 | 0000-All products | KTOE | TR | 2009 | nrg_100a | 4.8818
Consumption in Coke Ovens | 0 | 0000-All products | KTOE | TR | 2009 | nrg_100a | 11.79
Imports | 6000 | 6000-Electrical energy | KTOE | IE | 2010 | nrg_100a | 2.734
Imports | 6000 | 6000-Electrical energy | KTOE | HR | 2013 | nrg_100a | 40.5366
Imports | 6000 | 6000-Electrical energy | KTOE | LV | 2011 | nrg_100a | 14.4319
Consumption in Oil and gas extraction | 6000 | 6000-Electrical energy | KTOE | RO | 2011 | nrg_100a | 4.5092
Consumption in Coal Mines | 6000 | 6000-Electrical energy | KTOE | UK | 2014 | nrg_100a | 2.7926
Consumption in Coke Ovens | 6000 | 6000-Electrical energy | KTOE | PL | 2014 | nrg_100a | 2.8387
Consumption in BKB / PB Plants | 6000 | 6000-Electrical energy | KTOE | LT | 2012 | nrg_100a | 0.020934
Consumption in Pipeline transport | 6000 | 6000-Electrical energy | KTOE | BE | 2012 | nrg_100a | 0.14654
Consumption in Pipeline transport | 6000 | 6000-Electrical energy | KTOE | BG | 2010 | nrg_100a | 0.10467
Consumption in Oil and gas extraction | 0 | 0000-All products | KTOE | LT | 2012 | nrg_100a | 0.12142
Transformation input in Coke Ovens | 0 | 0000-All products | KTOE | FR | 2010 | nrg_100a | 132.0056
Transformation input in Coke Ovens | 0 | 0000-All products | KTOE | UA | 2009 | nrg_100a | 724.195
Transformation input in Gas Works | 0 | 0000-All products | KTOE | DK | 2014 | nrg_100a | 0.67826
Transformation input in Gas Works | 0 | 0000-All products | KTOE | HR | 2013 | nrg_100a | 0.071176
Transformation input in Gas Works | 0 | 0000-All products | KTOE | UA | 2010 | nrg_100a | 1.7375
Primary production | 0 | 0000-All products | KTOE | DK | 2013 | nrg_100a | 689.4069
Primary production | 0 | 0000-All products | KTOE | EL | 2014 | nrg_100a | 368.6394
Primary production | 0 | 0000-All products | KTOE | ES | 2014 | nrg_100a | 1462.9433
Imports | 0 | 0000-All products | KTOE | IE | 2009 | nrg_100a | 597.0921
Imports | 0 | 0000-All products | KTOE | LT | 2014 | nrg_100a | 531.083
Imports | 0 | 0000-All products | KTOE | IT | 2013 | nrg_100a | 6268.477
Imports | 0 | 0000-All products | KTOE | NO | 2012 | nrg_100a | 291.2422
Transformation output from BKB / PB Plants | 0 | 0000-All products | KTOE | RS | 2013 | nrg_100a | 10.3205
Consumption in Coke Ovens | 4220 | 4220-Blast Furnace Gas | KTOE | SE | 2014 | nrg_103a | 0.67407
Imports | 6000 | 6000-Electrical energy | KTOE | FR | 2013 | nrg_105a | 42.0732
Imports | 6000 | 6000-Electrical energy | KTOE | SK | 2014 | nrg_105a | 46.6703
Consumption in Oil and gas extraction | 6000 | 6000-Electrical energy | KTOE | NO | 2014 | nrg_105a | 23.6554
Consumption in Oil and gas extraction | 6000 | 6000-Electrical energy | KTOE | PL | 2014 | nrg_105a | 0.6029
Consumption in Oil and gas extraction | 6000 | 6000-Electrical energy | KTOE | RO | 2009 | nrg_105a | 5.4052
Consumption in Coal Mines | 6000 | 6000-Electrical energy | KTOE | NO | 2010 | nrg_105a | 0.12142
Consumption in Coal Mines | 6000 | 6000-Electrical energy | KTOE | SI | 2012 | nrg_105a | 0.24283
Consumption in Coal Mines | 6000 | 6000-Electrical energy | KTOE | TR | 2012 | nrg_105a | 2.6335
Consumption in Coke Ovens | 6000 | 6000-Electrical energy | KTOE | AT | 2012 | nrg_105a | 0.10467
Consumption in Coke Ovens | 6000 | 6000-Electrical energy | KTOE | BE | 2014 | nrg_105a | 0.079549
Consumption in Coke Ovens | 6000 | 6000-Electrical energy | KTOE | NL | 2012 | nrg_105a | 0.2847
Consumption in Gas Works | 6000 | 6000-Electrical energy | KTOE | PL | 2012 | nrg_105a | 0.21353
Consumption in Pipeline transport | 6000 | 6000-Electrical energy | KTOE | BE | 2012 | nrg_105a | 0.14654
Consumption in Pipeline transport | 6000 | 6000-Electrical energy | KTOE | AT | 2014 | nrg_105a | 0.6029
Primary production | 5520 | 5520-Wind power | KTOE | IT | 2009 | nrg_107a | 23.5549
Primary production | 55432 | 55432-Municipal waste (non-renewable) | KTOE | FR | 2009 | nrg_108a | 48.7176
Primary production | 55432 | 55432-Municipal waste (non-renewable) | KTOE | HU | 2012 | nrg_108a | 1.8841
Imports | 2116 | 2116-Coking Coal | KTOE | ES | 2012 | nrg_110a | 66.7836
Transformation input in Coke Ovens | 2116 | 2116-Coking Coal | KTOE | AT | 2011 | nrg_110a | 51.9163
Primary production | 55432 | 55432-Municipal waste (non-renewable) | KTOE | BE | 2012 | nrg_110a | 15.2483
Primary production | 55432 | 55432-Municipal waste (non-renewable) | KTOE | HU | 2012 | nrg_110a | 1.8841
Primary production | 55432 | 55432-Municipal waste (non-renewable) | KTOE | FR | 2012 | nrg_110a | 52.4648
Transformation input in Coke Ovens | 2116 | 2116-Coking Coal | KTOE | FI | 2014 | nrg_101a | 36.3037
Transformation input in Coke Ovens | 2116 | 2116-Coking Coal | KTOE | IT | 2014 | nrg_101a | 70.7695
Transformation input in Coke Ovens | 2116 | 2116-Coking Coal | KTOE | UA | 2012 | nrg_101a | 757.6894
Primary production | 2116 | 2116-Coking Coal | KTOE | UK | 2012 | nrg_101a | 11.8654
Imports | 2116 | 2116-Coking Coal | KTOE | NL | 2014 | nrg_101a | 127.442
Consumption in Coke Ovens | 2116 | 2116-Coking Coal | KTOE | IT | 2012 | nrg_101a | 1.5784
Primary production | 55432 | 55432-Municipal waste (non-renewable) | KTOE | DE | 2011 | nrg_108a | 100.6716
Primary production | 55432 | 55432-Municipal waste (non-renewable) | KTOE | CZ | 2012 | nrg_108a | 2.3362
Primary production | 55432 | 55432-Municipal waste (non-renewable) | KTOE | ES | 2012 | nrg_108a | 7.3562
Primary production | 55432 | 55432-Municipal waste (non-renewable) | KTOE | SE | 2012 | nrg_108a | 21.4783
Primary production | 55432 | 55432-Municipal waste (non-renewable) | KTOE | UK | 2010 | nrg_108a | 13.9755
Imports | 55432 | 55432-Municipal waste (non-renewable) | KTOE | HU | 2011 | nrg_108a | 0.27214
Imports | 55432 | 55432-Municipal waste (non-renewable) | KTOE | LV | 2010 | nrg_108a | 0.762
Consumption in Coke Ovens | 2116 | 2116-Coking Coal | KTOE | PL | 2009 | nrg_110a | 1.5952
Primary production | 2116 | 2116-Coking Coal | KTOE | DE | 2009 | nrg_110a | 262.8557
Imports | 2116 | 2116-Coking Coal | KTOE | IT | 2009 | nrg_110a | 99.2732
Imports | 2116 | 2116-Coking Coal | KTOE | HU | 2009 | nrg_110a | 30.5804
Imports | 2116 | 2116-Coking Coal | KTOE | NL | 2009 | nrg_110a | 87.4162
Imports | 2116 | 2116-Coking Coal | KTOE | SK | 2010 | nrg_110a | 72.9257
Transformation input in Coke Ovens | 2116 | 2116-Coking Coal | KTOE | IT | 2012 | nrg_110a | 154.9828
Transformation input in Coke Ovens | 2116 | 2116-Coking Coal | KTOE | SK | 2014 | nrg_110a | 60.1392
Consumption in Gas Works | 4230 | 4230-Gas Works Gas | KTOE | PL | 2010 | nrg_110a | 0.01256
Primary production | 55432 | 55432-Municipal waste (non-renewable) | KTOE | ES | 2014 | nrg_110a | 8.5494
Primary production | 55432 | 55432-Municipal waste (non-renewable) | KTOE | IT | 2013 | nrg_110a | 34.65
Primary production | 55432 | 55432-Municipal waste (non-renewable) | KTOE | SE | 2012 | nrg_110a | 21.4783
Primary production | 55432 | 55432-Municipal waste (non-renewable) | KTOE | UK | 2009 | nrg_110a | 13.0293
Imports | 55432 | 55432-Municipal waste (non-renewable) | KTOE | LV | 2012 | nrg_110a | 2.0641
Imports | 2116 | 2116-Coking Coal | KTOE | AT | 2012 | nrg_101a | 52.1298
Imports | 2116 | 2116-Coking Coal | KTOE | FI | 2013 | nrg_101a | 35.5417
Imports | 2116 | 2116-Coking Coal | KTOE | SE | 2010 | nrg_101a | 67.7382
Imports | 2116 | 2116-Coking Coal | KTOE | UA | 2010 | nrg_101a | 221.5948
Imports | 2116 | 2116-Coking Coal | KTOE | UK | 2014 | nrg_101a | 191.8434
Imports | 2116 | 2116-Coking Coal | KTOE | SE | 2014 | nrg_110a | 46.26
Transformation output from Gas Works | 4230 | 4230-Gas Works Gas | KTOE | UA | 2010 | nrg_110a | 1.3775
Primary production | 55432 | 55432-Municipal waste (non-renewable) | KTOE | LV | 2011 | nrg_110a | 0.066989
Primary production | 2116 | 2116-Coking Coal | KTOE | TR | 2014 | nrg_110a | 23.8313
Imports | 2116 | 2116-Coking Coal | KTOE | PL | 2010 | nrg_101a | 93.3238
Transformation output from Gas Works | 4230 | 4230-Gas Works Gas | KTOE | CZ | 2012 | nrg_103a | 15.2274
Transformation input in Coke Ovens | 2116 | 2116-Coking Coal | KTOE | ES | 2010 | nrg_110a | 77.2925
Primary production | 55432 | 55432-Municipal waste (non-renewable) | KTOE | PL | 2009 | nrg_110a | 4.819
Primary production | 55432 | 55432-Municipal waste (non-renewable) | KTOE | PT | 2009 | nrg_108a | 4.1449
Primary production | 55432 | 55432-Municipal waste (non-renewable) | KTOE | PL | 2011 | nrg_108a | 5.4554
Imports | 2116 | 2116-Coking Coal | KTOE | RO | 2011 | nrg_110a | 4.1784
Transformation input in Coke Ovens | 2116 | 2116-Coking Coal | KTOE | HU | 2014 | nrg_101a | 38.058
Imports | 2116 | 2116-Coking Coal | KTOE | ES | 2010 | nrg_101a | 80.5331
Primary production | 2116 | 2116-Coking Coal | KTOE | UA | 2012 | nrg_110a | 597.2219
Primary production | 55432 | 55432-Municipal waste (non-renewable) | KTOE | AT | 2014 | nrg_110a | 10.5759
Transformation input in Coke Ovens | 2116 | 2116-Coking Coal | KTOE | FI | 2010 | nrg_101a | 35.0142
Transformation input in Coke Ovens | 2116 | 2116-Coking Coal | KTOE | IT | 2010 | nrg_101a | 152.3493
Transformation input in Coke Ovens | 2116 | 2116-Coking Coal | KTOE | SK | 2012 | nrg_101a | 59.0883
Primary production | 2116 | 2116-Coking Coal | KTOE | DE | 2013 | nrg_101a | 137.9258
Imports | 2116 | 2116-Coking Coal | KTOE | NL | 2010 | nrg_101a | 130.9966
Imports | 2116 | 2116-Coking Coal | KTOE | TR | 2012 | nrg_101a | 163.3564
Consumption in Gas Works | 4230 | 4230-Gas Works Gas | KTOE | PL | 2013 | nrg_103a | 0.0083736
Primary production | 55432 | 55432-Municipal waste (non-renewable) | KTOE | DK | 2012 | nrg_108a | 16.8058
Primary production | 5520 | 5520-Wind power | KTOE | SI | 2014 | nrg_107a | 0.01256
Transformation input in Coke Ovens | 0 | 0000-All products | KTOE | FR | 2014 | nrg_110a | 137.1889
Transformation input in Coke Ovens | 0 | 0000-All products | KTOE | SE | 2014 | nrg_110a | 43.7102
Transformation input in Coke Ovens | 0 | 0000-All products | KTOE | TR | 2010 | nrg_110a | 154.9786
Transformation input in Coke Ovens | 0 | 0000-All products | KTOE | UA | 2013 | nrg_110a | 721.1261
Transformation input in Coke Ovens | 0 | 0000-All products | KTOE | UK | 2011 | nrg_110a | 160.5763
Transformation output from Patent Fuel Plants | 0 | 0000-All products | KTOE | FR | 2009 | nrg_110a | 0.20515
Transformation output from BKB / PB Plants | 0 | 0000-All products | KTOE | LT | 2013 | nrg_110a | 0.13816
Transformation output from BKB / PB Plants | 0 | 0000-All products | KTOE | UA | 2009 | nrg_110a | 3.9816
Consumption in Oil and gas extraction | 0 | 0000-All products | KTOE | RS | 2012 | nrg_110a | 1.6705
Consumption in Patent Fuel Plants | 0 | 0000-All products | KTOE | HU | 2011 | nrg_110a | 0.033494
Consumption in Coke Ovens | 0 | 0000-All products | KTOE | PL | 2011 | nrg_110a | 46.5488
Primary production | 0 | 0000-All products | KTOE | BG | 2010 | nrg_110a | 438.6678
Primary production | 0 | 0000-All products | KTOE | CY | 2012 | nrg_110a | 4.4631
Primary production | 0 | 0000-All products | KTOE | DE | 2013 | nrg_110a | 5047.8698
Primary production | 0 | 0000-All products | KTOE | EL | 2012 | nrg_110a | 436.5953
Primary production | 0 | 0000-All products | KTOE | IE | 2010 | nrg_110a | 76.7692
Imports | 0 | 0000-All products | KTOE | CZ | 2011 | nrg_110a | 885.123
Imports | 0 | 0000-All products | KTOE | HR | 2010 | nrg_110a | 317.2757
Imports | 0 | 0000-All products | KTOE | LT | 2010 | nrg_110a | 573.0222
Imports | 0 | 0000-All products | KTOE | HU | 2011 | nrg_110a | 701.5486
Imports | 0 | 0000-All products | KTOE | LV | 2011 | nrg_110a | 170.0888
Imports | 0 | 0000-All products | KTOE | MD | 2014 | nrg_110a | 72.1762
Imports | 0 | 0000-All products | KTOE | TR | 2013 | nrg_110a | 4044.2227
Consumption in Coke Ovens | 0 | 0000-All products | KTOE | SE | 2012 | nrg_110a | 4.2035
Consumption in BKB / PB Plants | 0 | 0000-All products | KTOE | BG | 2014 | nrg_110a | 6.8412
Consumption in BKB / PB Plants | 0 | 0000-All products | KTOE | UA | 2009 | nrg_110a | 0.28052
Transformation output from Coke Ovens | 0 | 0000-All products | KTOE | RO | 2010 | nrg_110a | 0.071176
Consumption in Oil and gas extraction | 0 | 0000-All products | KTOE | PL | 2012 | nrg_110a | 8.7462
Primary production | 5520 | 5520-Wind power | KTOE | BE | 2011 | nrg_110a | 8.3234
Primary production | 5520 | 5520-Wind power | KTOE | CZ | 2011 | nrg_110a | 1.4277
Consumption in Coke Ovens | 6000 | 6000-Electrical energy | KTOE | SE | 2012 | nrg_110a | 0.046055
Imports | 6000 | 6000-Electrical energy | KTOE | NL | 2009 | nrg_110a | 55.6258
Imports | 6000 | 6000-Electrical energy | KTOE | SK | 2010 | nrg_110a | 26.402
Imports | 6000 | 6000-Electrical energy | KTOE | DE | 2014 | nrg_110a | 145.5667
Imports | 6000 | 6000-Electrical energy | KTOE | DK | 2011 | nrg_110a | 42.0983
Imports | 6000 | 6000-Electrical energy | KTOE | LU | 2010 | nrg_110a | 26.2094
Consumption in Coal Mines | 6000 | 6000-Electrical energy | KTOE | IT | 2010 | nrg_110a | 0.14235
Consumption in Oil and gas extraction | 6000 | 6000-Electrical energy | KTOE | LT | 2010 | nrg_110a | 0.062802
Consumption in Oil and gas extraction | 6000 | 6000-Electrical energy | KTOE | NL | 2014 | nrg_110a | 9.3701
Consumption in Oil and gas extraction | 6000 | 6000-Electrical energy | KTOE | NO | 2010 | nrg_110a | 19.4561
Consumption in Oil and gas extraction | 6000 | 6000-Electrical energy | KTOE | UA | 2010 | nrg_110a | 1.7543
Consumption in Coal Mines | 6000 | 6000-Electrical energy | KTOE | RS | 2014 | nrg_110a | 1.9469
Consumption in Coal Mines | 6000 | 6000-Electrical energy | KTOE | UK | 2010 | nrg_110a | 3.743
Consumption in Coal Mines | 6000 | 6000-Electrical energy | KTOE | SI | 2010 | nrg_110a | 0.24283
Consumption in Coke Ovens | 6000 | 6000-Electrical energy | KTOE | BE | 2012 | nrg_110a | 0.13398
Consumption in Coke Ovens | 6000 | 6000-Electrical energy | KTOE | HU | 2010 | nrg_110a | 0.21771
Transformation output from Coke Ovens | 0 | 0000-All products | KTOE | NL | 2010 | nrg_100a | 78.3225
Transformation output from Coke Ovens | 0 | 0000-All products | KTOE | SK | 2014 | nrg_100a | 58.2677
Consumption in Oil and gas extraction | 0 | 0000-All products | KTOE | NL | 2012 | nrg_100a | 34.1099
Consumption in Coal Mines | 0 | 0000-All products | KTOE | CZ | 2013 | nrg_100a | 19.3639
Consumption in Coal Mines | 0 | 0000-All products | KTOE | IT | 2014 | nrg_100a | 0.11304
Consumption in Patent Fuel Plants | 0 | 0000-All products | KTOE | HU | 2009 | nrg_100a | 0.0083736
Consumption in Coke Ovens | 0 | 0000-All products | KTOE | AT | 2010 | nrg_100a | 5.8657
Consumption in Coke Ovens | 0 | 0000-All products | KTOE | PL | 2012 | nrg_100a | 43.7228
Consumption in Coke Ovens | 0 | 0000-All products | KTOE | NL | 2014 | nrg_100a | 8.068
Consumption in BKB / PB Plants | 0 | 0000-All products | KTOE | BG | 2010 | nrg_100a | 7.4818
Consumption in BKB / PB Plants | 0 | 0000-All products | KTOE | DE | 2014 | nrg_100a | 32.8036
Consumption in Pipeline transport | 0 | 0000-All products | KTOE | BG | 2010 | nrg_100a | 5.9997
Imports | 6000 | 6000-Electrical energy | KTOE | FI | 2009 | nrg_100a | 55.6551
Imports | 6000 | 6000-Electrical energy | KTOE | UA | 2012 | nrg_100a | 0.32238
Consumption in Oil and gas extraction | 6000 | 6000-Electrical energy | KTOE | BE | 2011 | nrg_100a | 0.0041868
Consumption in Coke Ovens | 2116 | 2116-Coking Coal | KTOE | IT | 2012 | nrg_110a | 1.5784
Imports | 2116 | 2116-Coking Coal | KTOE | TR | 2013 | nrg_110a | 180.7065
Transformation input in Coke Ovens | 2116 | 2116-Coking Coal | KTOE | FI | 2014 | nrg_110a | 36.3037
Transformation input in Coke Ovens | 2116 | 2116-Coking Coal | KTOE | UK | 2013 | nrg_110a | 159.9106
Transformation input in Coke Ovens | 2116 | 2116-Coking Coal | KTOE | SK | 2010 | nrg_110a | 62.9527
Primary production | 55432 | 55432-Municipal waste (non-renewable) | KTOE | DK | 2013 | nrg_110a | 16.8602
Primary production | 55432 | 55432-Municipal waste (non-renewable) | KTOE | ES | 2010 | nrg_110a | 7.2934
Primary production | 55432 | 55432-Municipal waste (non-renewable) | KTOE | IE | 2013 | nrg_110a | 2.4158
Primary production | 55432 | 55432-Municipal waste (non-renewable) | KTOE | IT | 2009 | nrg_110a | 28.7214
Imports | 2116 | 2116-Coking Coal | KTOE | FI | 2009 | nrg_101a | 28.0976
Imports | 2116 | 2116-Coking Coal | KTOE | UK | 2010 | nrg_101a | 202.4108
Primary production | 55432 | 55432-Municipal waste (non-renewable) | KTOE | LV | 2011 | nrg_108a | 0.066989
Imports | 2116 | 2116-Coking Coal | KTOE | AT | 2012 | nrg_110a | 52.1298
Imports | 2116 | 2116-Coking Coal | KTOE | SE | 2010 | nrg_110a | 67.7382
Imports | 2116 | 2116-Coking Coal | KTOE | UA | 2012 | nrg_110a | 333.353
Transformation input in Coke Ovens | 2116 | 2116-Coking Coal | KTOE | ES | 2012 | nrg_101a | 69.6474
Transformation output from Gas Works | 4230 | 4230-Gas Works Gas | KTOE | EE | 2010 | nrg_110a | 6.4142
Transformation input in Coke Ovens | 2116 | 2116-Coking Coal | KTOE | DE | 2014 | nrg_101a | 326.2229
Imports | 2116 | 2116-Coking Coal | KTOE | RO | 2011 | nrg_101a | 4.1784
Imports | 55432 | 55432-Municipal waste (non-renewable) | KTOE | CY | 2013 | nrg_108a | 0.046055
Primary production | 55432 | 55432-Municipal waste (non-renewable) | KTOE | PT | 2013 | nrg_110a | 4.0486
Transformation input in Coke Ovens | 2116 | 2116-Coking Coal | KTOE | AT | 2009 | nrg_101a | 49.0693
Transformation input in Coke Ovens | 2116 | 2116-Coking Coal | KTOE | SE | 2014 | nrg_101a | 43.7102
Primary production | 55432 | 55432-Municipal waste (non-renewable) | KTOE | AT | 2010 | nrg_108a | 8.6206
Primary production | 55432 | 55432-Municipal waste (non-renewable) | KTOE | FR | 2011 | nrg_108a | 47.4783
Primary production | 55432 | 55432-Municipal waste (non-renewable) | KTOE | HU | 2014 | nrg_108a | 1.7082
Imports | 2116 | 2116-Coking Coal | KTOE | ES | 2014 | nrg_110a | 47.7881
Transformation input in Coke Ovens | 2116 | 2116-Coking Coal | KTOE | AT | 2013 | nrg_110a | 52.3099
Primary production | 55432 | 55432-Municipal waste (non-renewable) | KTOE | BE | 2014 | nrg_110a | 14.2644
Primary production | 55432 | 55432-Municipal waste (non-renewable) | KTOE | FR | 2014 | nrg_110a | 48.9018
Primary production | 55432 | 55432-Municipal waste (non-renewable) | KTOE | HU | 2014 | nrg_110a | 1.7082
Transformation input in Coke Ovens | 2116 | 2116-Coking Coal | KTOE | UA | 2014 | nrg_101a | 486.8411
Primary production | 2116 | 2116-Coking Coal | KTOE | CZ | 2009 | nrg_101a | 168.7448
Primary production | 2116 | 2116-Coking Coal | KTOE | UK | 2014 | nrg_101a | 3.0438
Imports | 2116 | 2116-Coking Coal | KTOE | DE | 2009 | nrg_101a | 186.9909
Imports | 2116 | 2116-Coking Coal | KTOE | SK | 2009 | nrg_101a | 69.8777
Consumption in Coke Ovens | 2116 | 2116-Coking Coal | KTOE | IT | 2014 | nrg_101a | 0.18422
Consumption in Coal Mines | 4230 | 4230-Gas Works Gas | KTOE | CZ | 2010 | nrg_103a | 0.096296
Primary production | 55432 | 55432-Municipal waste (non-renewable) | KTOE | DE | 2013 | nrg_108a | 122.5309
Primary production | 55432 | 55432-Municipal waste (non-renewable) | KTOE | CZ | 2014 | nrg_108a | 2.3027
Primary production | 55432 | 55432-Municipal waste (non-renewable) | KTOE | ES | 2014 | nrg_108a | 8.5494
Primary production | 55432 | 55432-Municipal waste (non-renewable) | KTOE | IS | 2009 | nrg_108a | 0.020934
Primary production | 55432 | 55432-Municipal waste (non-renewable) | KTOE | IE | 2010 | nrg_108a | 0.36006
Primary production | 55432 | 55432-Municipal waste (non-renewable) | KTOE | IT | 2009 | nrg_108a | 28.7214
Primary production | 55432 | 55432-Municipal waste (non-renewable) | KTOE | SE | 2014 | nrg_108a | 23.9401
Primary production | 55432 | 55432-Municipal waste (non-renewable) | KTOE | UK | 2012 | nrg_108a | 18.0995
Imports | 55432 | 55432-Municipal waste (non-renewable) | KTOE | HU | 2013 | nrg_108a | 0.087923
Imports | 55432 | 55432-Municipal waste (non-renewable) | KTOE | LV | 2012 | nrg_108a | 2.0641
Consumption in Coke Ovens | 2116 | 2116-Coking Coal | KTOE | PL | 2011 | nrg_110a | 1.8506
Primary production | 2116 | 2116-Coking Coal | KTOE | DE | 2011 | nrg_110a | 211.8144
Imports | 2116 | 2116-Coking Coal | KTOE | IT | 2011 | nrg_110a | 173.6978
Imports | 2116 | 2116-Coking Coal | KTOE | HU | 2011 | nrg_110a | 43.4799
Imports | 2116 | 2116-Coking Coal | KTOE | NL | 2011 | nrg_110a | 124.5196
Imports | 2116 | 2116-Coking Coal | KTOE | SK | 2012 | nrg_110a | 77.1837
Transformation input in Coke Ovens | 2116 | 2116-Coking Coal | KTOE | IT | 2014 | nrg_110a | 70.7695
Consumption in Gas Works | 4230 | 4230-Gas Works Gas | KTOE | PL | 2012 | nrg_110a | 0.01256
Primary production | 55432 | 55432-Municipal waste (non-renewable) | KTOE | SE | 2014 | nrg_110a | 23.9401
Primary production | 55432 | 55432-Municipal waste (non-renewable) | KTOE | UK | 2011 | nrg_110a | 15.0139
Imports | 55432 | 55432-Municipal waste (non-renewable) | KTOE | LV | 2014 | nrg_110a | 2.0473
Imports | 55432 | 55432-Municipal waste (non-renewable) | KTOE | NL | 2011 | nrg_110a | 1.6412
Imports | 2116 | 2116-Coking Coal | KTOE | AT | 2014 | nrg_101a | 53.277
Consumption in Oil and gas extraction | 6000 | 6000-Electrical energy | KTOE | DE | 2010 | nrg_100a | 2.0641
Consumption in Coal Mines | 6000 | 6000-Electrical energy | KTOE | DE | 2014 | nrg_100a | 3.7221
Consumption in Coal Mines | 6000 | 6000-Electrical energy | KTOE | TR | 2010 | nrg_100a | 2.6628
Consumption in Coke Ovens | 6000 | 6000-Electrical energy | KTOE | UA | 2014 | nrg_100a | 1.6789
Transformation input in Coke Ovens | 0 | 0000-All products | KTOE | BE | 2011 | nrg_100a | 75.4671
Transformation input in Patent Fuel Plants | 0 | 0000-All products | KTOE | PL | 2014 | nrg_100a | 0.087923
Consumption in Oil and gas extraction | 6000 | 6000-Electrical energy | KTOE | DE | 2011 | nrg_100a | 2.332
Consumption in Coal Mines | 6000 | 6000-Electrical energy | KTOE | TR | 2011 | nrg_100a | 2.8135
Transformation input in Coke Ovens | 0 | 0000-All products | KTOE | BE | 2012 | nrg_100a | 72.3353
Transformation input in BKB / PB Plants | 0 | 0000-All products | KTOE | LT | 2012 | nrg_100a | 0.083736
Primary production | 0 | 0000-All products | KTOE | LT | 2010 | nrg_100a | 54.8638
Imports | 0 | 0000-All products | KTOE | FR | 2010 | nrg_100a | 6811.7896
Imports | 0 | 0000-All products | KTOE | XK | 2013 | nrg_100a | 31.8197
Transformation output from BKB / PB Plants | 0 | 0000-All products | KTOE | EE | 2009 | nrg_100a | 0.90016
Consumption in Oil and gas extraction | 0 | 0000-All products | KTOE | BG | 2013 | nrg_100a | 0.054428
Consumption in Oil and gas extraction | 0 | 0000-All products | KTOE | DK | 2014 | nrg_100a | 23.0232
Imports | 2112 | 2112-Patent Fuels | KTOE | UK | 2010 | nrg_101a | 0.29308
Imports | 2112 | 2112-Patent Fuels | KTOE | BE | 2011 | nrg_101a | 0.67407
Consumption in Coke Ovens | 4220 | 4220-Blast Furnace Gas | KTOE | TR | 2013 | nrg_103a | 6.8287
Consumption in Coke Ovens | 4220 | 4220-Blast Furnace Gas | KTOE | SK | 2013 | nrg_103a | 4.5804
Consumption in Coke Ovens | 4220 | 4220-Blast Furnace Gas | KTOE | UK | 2009 | nrg_103a | 1.8213
Imports | 6000 | 6000-Electrical energy | KTOE | DK | 2014 | nrg_105a | 45.7282
Imports | 6000 | 6000-Electrical energy | KTOE | FI | 2013 | nrg_105a | 63.3295
Imports | 6000 | 6000-Electrical energy | KTOE | SI | 2011 | nrg_105a | 25.3301
Consumption in Oil and gas extraction | 6000 | 6000-Electrical energy | KTOE | AL | 2013 | nrg_105a | 0.9839
Consumption in Oil and gas extraction | 6000 | 6000-Electrical energy | KTOE | AT | 2013 | nrg_105a | 0.81643
Consumption in Oil and gas extraction | 6000 | 6000-Electrical energy | KTOE | CZ | 2014 | nrg_105a | 0.054428
Consumption in Coke Ovens | 6000 | 6000-Electrical energy | KTOE | UA | 2012 | nrg_105a | 3.429
Primary production | 5520 | 5520-Wind power | KTOE | LV | 2010 | nrg_107a | 0.17585
Transformation output from BKB / PB Plants | 0 | 0000-All products | KTOE | CZ | 2009 | nrg_110a | 3.3997
Transformation output from BKB / PB Plants | 0 | 0000-All products | KTOE | DE | 2009 | nrg_110a | 115.0407
Transformation output from BKB / PB Plants | 0 | 0000-All products | KTOE | IE | 2013 | nrg_110a | 4.7981
Consumption in Coal Mines | 0 | 0000-All products | KTOE | DE | 2014 | nrg_110a | 4.4045
Consumption in Coke Ovens | 0 | 0000-All products | KTOE | ES | 2013 | nrg_110a | 8.3945
Primary production | 0 | 0000-All products | KTOE | LT | 2014 | nrg_110a | 62.2745
Primary production | 0 | 0000-All products | KTOE | LU | 2012 | nrg_110a | 5.1581
Primary production | 0 | 0000-All products | KTOE | LV | 2014 | nrg_110a | 99.6668
Imports | 0 | 0000-All products | KTOE | SI | 2011 | nrg_110a | 207.7616
Imports | 0 | 0000-All products | KTOE | UA | 2011 | nrg_110a | 2428.6496
Imports | 0 | 0000-All products | KTOE | UK | 2013 | nrg_110a | 6961.7608
Consumption in Coke Ovens | 0 | 0000-All products | KTOE | TR | 2011 | nrg_110a | 9.2654
Transformation input in BKB / PB Plants | 0 | 0000-All products | KTOE | BG | 2014 | nrg_110a | 50.3798
Transformation input in BKB / PB Plants | 0 | 0000-All products | KTOE | IE | 2010 | nrg_110a | 4.7939
Transformation output from Coke Ovens | 0 | 0000-All products | KTOE | BE | 2009 | nrg_110a | 55.9566
Transformation output from Coke Ovens | 0 | 0000-All products | KTOE | AT | 2013 | nrg_110a | 49.7099
Consumption in Oil and gas extraction | 0 | 0000-All products | KTOE | DE | 2010 | nrg_110a | 9.952
Imports | 2112 | 2112-Patent Fuels | KTOE | BE | 2010 | nrg_110a | 0.29308
Imports | 2112 | 2112-Patent Fuels | KTOE | SK | 2011 | nrg_110a | 0.35169
Imports | 2112 | 2112-Patent Fuels | KTOE | UK | 2014 | nrg_110a | 0.41031
Consumption in Coke Ovens | 4220 | 4220-Blast Furnace Gas | KTOE | ES | 2011 | nrg_110a | 1.4779
Consumption in Coke Ovens | 4220 | 4220-Blast Furnace Gas | KTOE | SK | 2011 | nrg_110a | 4.7771
Primary production | 5520 | 5520-Wind power | KTOE | IT | 2013 | nrg_110a | 53.6287
Primary production | 5520 | 5520-Wind power | KTOE | LU | 2010 | nrg_110a | 0.19678
Primary production | 5520 | 5520-Wind power | KTOE | NL | 2009 | nrg_110a | 16.4918
Consumption in Coke Ovens | 6000 | 6000-Electrical energy | KTOE | SK | 2009 | nrg_110a | 0.19259
Imports | 6000 | 6000-Electrical energy | KTOE | XK | 2011 | nrg_110a | 11.2876
Consumption in Oil and gas extraction | 6000 | 6000-Electrical energy | KTOE | BE | 2010 | nrg_110a | 0.0083736
Consumption in Oil and gas extraction | 6000 | 6000-Electrical energy | KTOE | AT | 2009 | nrg_110a | 0.54428
Consumption in Oil and gas extraction | 6000 | 6000-Electrical energy | KTOE | CZ | 2010 | nrg_110a | 0.01256
Consumption in Oil and gas extraction | 6000 | 6000-Electrical energy | KTOE | DE | 2013 | nrg_110a | 2.2023
Consumption in Oil and gas extraction | 6000 | 6000-Electrical energy | KTOE | EL | 2010 | nrg_110a | 0.14235
Imports | 2116 | 2116-Coking Coal | KTOE | SE | 2012 | nrg_101a | 30.4799
Imports | 2116 | 2116-Coking Coal | KTOE | UA | 2012 | nrg_101a | 333.353
Primary production | 55432 | 55432-Municipal waste (non-renewable) | KTOE | LU | 2009 | nrg_108a | 0.762
Primary production | 55432 | 55432-Municipal waste (non-renewable) | KTOE | LT | 2014 | nrg_108a | 0.49404
Primary production | 55432 | 55432-Municipal waste (non-renewable) | KTOE | NL | 2010 | nrg_108a | 30.3334
Transformation input in Coke Ovens | 2116 | 2116-Coking Coal | KTOE | BE | 2009 | nrg_110a | 59.9927
Transformation output from Gas Works | 4230 | 4230-Gas Works Gas | KTOE | UA | 2012 | nrg_110a | 0.79968
Primary production | 55432 | 55432-Municipal waste (non-renewable) | KTOE | LV | 2013 | nrg_110a | 0.083736
Transformation output from Coke Ovens | 0 | 0000-All products | KTOE | CZ | 2011 | nrg_100a | 99.9724
Transformation output from Coke Ovens | 0 | 0000-All products | KTOE | UA | 2009 | nrg_100a | 654.2042
Transformation output from Gas Works | 0 | 0000-All products | KTOE | UA | 2013 | nrg_100a | 0.72432
Consumption in Coal Mines | 0 | 0000-All products | KTOE | UA | 2009 | nrg_100a | 40.4529
Consumption in Coke Ovens | 0 | 0000-All products | KTOE | ES | 2011 | nrg_100a | 12.6065
Consumption in BKB / PB Plants | 0 | 0000-All products | KTOE | EE | 2010 | nrg_100a | 0.083736
Consumption in Pipeline transport | 0 | 0000-All products | KTOE | BG | 2013 | nrg_100a | 7.7121
Imports | 6000 | 6000-Electrical energy | KTOE | BE | 2011 | nrg_100a | 47.4783
Imports | 6000 | 6000-Electrical energy | KTOE | FI | 2012 | nrg_100a | 68.7221
Imports | 6000 | 6000-Electrical energy | KTOE | UK | 2011 | nrg_100a | 31.2796
Consumption in Oil and gas extraction | 6000 | 6000-Electrical energy | KTOE | AL | 2011 | nrg_100a | 1.0802
Consumption in Oil and gas extraction | 6000 | 6000-Electrical energy | KTOE | AT | 2009 | nrg_100a | 0.54428
Consumption in Oil and gas extraction | 6000 | 6000-Electrical energy | KTOE | CZ | 2010 | nrg_100a | 0.01256
Consumption in Oil and gas extraction | 6000 | 6000-Electrical energy | KTOE | DE | 2013 | nrg_100a | 2.2023
Consumption in Coal Mines | 6000 | 6000-Electrical energy | KTOE | TR | 2013 | nrg_100a | 2.1018
Consumption in Coal Mines | 6000 | 6000-Electrical energy | KTOE | UA | 2009 | nrg_100a | 23.7517
Transformation input in Coke Ovens | 0 | 0000-All products | KTOE | BE | 2014 | nrg_100a | 57.154
Transformation input in BKB / PB Plants | 0 | 0000-All products | KTOE | LT | 2014 | nrg_100a | 0.09211
Transformation input in BKB / PB Plants | 0 | 0000-All products | KTOE | UA | 2010 | nrg_100a | 3.7765
Primary production | 0 | 0000-All products | KTOE | LT | 2012 | nrg_100a | 55.2071
Imports | 0 | 0000-All products | KTOE | FR | 2012 | nrg_100a | 6544.9021
Imports | 0 | 0000-All products | KTOE | UK | 2010 | nrg_100a | 6090.2784
Transformation output from BKB / PB Plants | 0 | 0000-All products | KTOE | EE | 2011 | nrg_100a | 1.4989
Consumption in Oil and gas extraction | 0 | 0000-All products | KTOE | BE | 2010 | nrg_100a | 0.0083736
Consumption in Oil and gas extraction | 0 | 0000-All products | KTOE | DE | 2009 | nrg_100a | 9.9478
Consumption in Oil and gas extraction | 0 | 0000-All products | KTOE | ES | 2010 | nrg_100a | 0.18841
Imports | 2112 | 2112-Patent Fuels | KTOE | SK | 2009 | nrg_101a | 0.26377
Imports | 2112 | 2112-Patent Fuels | KTOE | UK | 2012 | nrg_101a | 0.43961
Imports | 2112 | 2112-Patent Fuels | KTOE | BE | 2013 | nrg_101a | 0.41031
Consumption in Coke Ovens | 4220 | 4220-Blast Furnace Gas | KTOE | UK | 2011 | nrg_103a | 2.3655
Imports | 6000 | 6000-Electrical energy | KTOE | SI | 2013 | nrg_105a | 27.076
Consumption in Oil and gas extraction | 6000 | 6000-Electrical energy | KTOE | EL | 2010 | nrg_105a | 0.14235
Consumption in Coke Ovens | 6000 | 6000-Electrical energy | KTOE | UA | 2014 | nrg_105a | 1.6789
Primary production | 5520 | 5520-Wind power | KTOE | LV | 2012 | nrg_107a | 0.41031
Transformation output from BKB / PB Plants | 0 | 0000-All products | KTOE | DE | 2011 | nrg_110a | 138.4407
Primary production | 0 | 0000-All products | KTOE | LU | 2014 | nrg_110a | 6.3891
Imports | 0 | 0000-All products | KTOE | SI | 2013 | nrg_110a | 207.9039
Imports | 0 | 0000-All products | KTOE | UA | 2013 | nrg_110a | 1668.5822
Consumption in Coke Ovens | 0 | 0000-All products | KTOE | TR | 2013 | nrg_110a | 13.9044
Consumption in Coke Ovens | 0 | 0000-All products | KTOE | UK | 2009 | nrg_110a | 15.8763
Transformation input in BKB / PB Plants | 0 | 0000-All products | KTOE | IE | 2012 | nrg_110a | 3.9649
Transformation output from Gas Works | 0 | 0000-All products | KTOE | HR | 2010 | nrg_110a | 0.17585
Transformation output from Coke Ovens | 0 | 0000-All products | KTOE | BE | 2011 | nrg_110a | 72.4819
Consumption in Oil and gas extraction | 0 | 0000-All products | KTOE | DE | 2012 | nrg_110a | 9.839
Imports | 2112 | 2112-Patent Fuels | KTOE | BE | 2012 | nrg_110a | 0.381
Imports | 2112 | 2112-Patent Fuels | KTOE | FR | 2010 | nrg_110a | 3.048
Imports | 2112 | 2112-Patent Fuels | KTOE | SK | 2013 | nrg_110a | 0.35169
Consumption in Coke Ovens | 4220 | 4220-Blast Furnace Gas | KTOE | ES | 2013 | nrg_110a | 1.0969
Consumption in Coke Ovens | 4220 | 4220-Blast Furnace Gas | KTOE | SK | 2013 | nrg_110a | 4.5804
Primary production | 5520 | 5520-Wind power | KTOE | LU | 2012 | nrg_110a | 0.27633
Primary production | 5520 | 5520-Wind power | KTOE | NL | 2011 | nrg_110a | 18.3633
Consumption in Coke Ovens | 6000 | 6000-Electrical energy | KTOE | SK | 2011 | nrg_110a | 0.23027
Imports | 6000 | 6000-Electrical energy | KTOE | XK | 2013 | nrg_110a | 9.1817
Imports | 6000 | 6000-Electrical energy | KTOE | UK | 2009 | nrg_110a | 23.7936
Imports | 6000 | 6000-Electrical energy | KTOE | BG | 2010 | nrg_110a | 4.1994
Consumption in Oil and gas extraction | 6000 | 6000-Electrical energy | KTOE | AT | 2011 | nrg_110a | 0.62802
Consumption in Oil and gas extraction | 6000 | 6000-Electrical energy | KTOE | CZ | 2012 | nrg_110a | 0.025121
Consumption in Oil and gas extraction | 6000 | 6000-Electrical energy | KTOE | EL | 2012 | nrg_110a | 0.18003
Transformation output from Coke Ovens | 0 | 0000-All products | KTOE | CZ | 2013 | nrg_100a | 96.7067
Transformation output from Coke Ovens | 0 | 0000-All products | KTOE | EE | 2009 | nrg_100a | 0.51498
Transformation output from Coke Ovens | 0 | 0000-All products | KTOE | UA | 2011 | nrg_100a | 731.0906
Consumption in Coal Mines | 0 | 0000-All products | KTOE | BG | 2010 | nrg_100a | 2.2148
Consumption in Coal Mines | 0 | 0000-All products | KTOE | UA | 2011 | nrg_100a | 40.2728
Consumption in Coke Ovens | 0 | 0000-All products | KTOE | ES | 2013 | nrg_100a | 8.3945
Consumption in Coke Ovens | 0 | 0000-All products | KTOE | UK | 2009 | nrg_100a | 15.8763
Consumption in BKB / PB Plants | 0 | 0000-All products | KTOE | EE | 2012 | nrg_100a | 0.037681
Imports | 6000 | 6000-Electrical energy | KTOE | TR | 2010 | nrg_100a | 4.1198
Consumption in Oil and gas extraction | 6000 | 6000-Electrical energy | KTOE | IT | 2012 | nrg_100a | 1.2309
Consumption in Oil and gas extraction | 6000 | 6000-Electrical energy | KTOE | PL | 2011 | nrg_100a | 0.39356
Consumption in Oil and gas extraction | 6000 | 6000-Electrical energy | KTOE | UA | 2013 | nrg_100a | 2.1646
Consumption in Oil and gas extraction | 6000 | 6000-Electrical energy | KTOE | UK | 2014 | nrg_100a | 1.8882
Consumption in Coal Mines | 6000 | 6000-Electrical energy | KTOE | CZ | 2010 | nrg_100a | 4.6599
Consumption in Coal Mines | 6000 | 6000-Electrical energy | KTOE | SI | 2011 | nrg_100a | 0.24283
Consumption in Coal Mines | 6000 | 6000-Electrical energy | KTOE | RO | 2012 | nrg_100a | 3.9356
Consumption in Coal Mines | 6000 | 6000-Electrical energy | KTOE | UK | 2009 | nrg_100a | 3.6635
Consumption in Coke Ovens | 6000 | 6000-Electrical energy | KTOE | IT | 2011 | nrg_100a | 0.73688
Consumption in Coke Ovens | 6000 | 6000-Electrical energy | KTOE | PL | 2009 | nrg_100a | 2.353
Consumption in Coke Ovens | 6000 | 6000-Electrical energy | KTOE | SE | 2013 | nrg_100a | 0.054428
Consumption in BKB / PB Plants | 6000 | 6000-Electrical energy | KTOE | DE | 2011 | nrg_100a | 17.3375
Transformation input in Coke Ovens | 0 | 0000-All products | KTOE | IT | 2011 | nrg_100a | 173.1995
Transformation input in Coke Ovens | 0 | 0000-All products | KTOE | SK | 2013 | nrg_100a | 58.5063
Transformation input in Gas Works | 0 | 0000-All products | KTOE | DK | 2009 | nrg_100a | 0.57778
Primary production | 0 | 0000-All products | KTOE | DE | 2014 | nrg_100a | 5059.0025
Primary production | 0 | 0000-All products | KTOE | BG | 2013 | nrg_100a | 441.6153
Primary production | 0 | 0000-All products | KTOE | CY | 2011 | nrg_100a | 4.0235
Primary production | 0 | 0000-All products | KTOE | BE | 2010 | nrg_100a | 642.3849
Primary production | 0 | 0000-All products | KTOE | EL | 2009 | nrg_100a | 422.0839
Primary production | 0 | 0000-All products | KTOE | HU | 2011 | nrg_100a | 446.4259
Imports | 0 | 0000-All products | KTOE | HU | 2014 | nrg_100a | 773.4192
Imports | 0 | 0000-All products | KTOE | IS | 2012 | nrg_100a | 33.5405
Imports | 0 | 0000-All products | KTOE | MD | 2010 | nrg_100a | 137.9216
Imports | 2112 | 2112-Patent Fuels | KTOE | FR | 2012 | nrg_101a | 2.6084
Consumption in Coke Ovens | 4220 | 4220-Blast Furnace Gas | KTOE | SE | 2009 | nrg_103a | 0.40612
Imports | 6000 | 6000-Electrical energy | KTOE | CZ | 2013 | nrg_105a | 38.0538
Imports | 6000 | 6000-Electrical energy | KTOE | DE | 2013 | nrg_105a | 141.1998
Imports | 6000 | 6000-Electrical energy | KTOE | LT | 2013 | nrg_105a | 29.0648
Imports | 6000 | 6000-Electrical energy | KTOE | NL | 2014 | nrg_105a | 118.2771
Imports | 6000 | 6000-Electrical energy | KTOE | SK | 2009 | nrg_105a | 32.3765
Consumption in Oil and gas extraction | 6000 | 6000-Electrical energy | KTOE | NO | 2009 | nrg_105a | 16.7849
Consumption in Oil and gas extraction | 6000 | 6000-Electrical energy | KTOE | PL | 2009 | nrg_105a | 0.30982
Consumption in Oil and gas extraction | 6000 | 6000-Electrical energy | KTOE | UA | 2011 | nrg_105a | 2.1018
Consumption in Oil and gas extraction | 6000 | 6000-Electrical energy | KTOE | UK | 2012 | nrg_105a | 2.0348
Consumption in Coal Mines | 6000 | 6000-Electrical energy | KTOE | PL | 2010 | nrg_105a | 22.1105
Consumption in Coal Mines | 6000 | 6000-Electrical energy | KTOE | SK | 2013 | nrg_105a | 0.33076
Consumption in Patent Fuel Plants | 6000 | 6000-Electrical energy | KTOE | HU | 2010 | nrg_105a | 0.0041868
Consumption in Coke Ovens | 6000 | 6000-Electrical energy | KTOE | IT | 2011 | nrg_105a | 0.73688
Consumption in Coke Ovens | 6000 | 6000-Electrical energy | KTOE | SE | 2013 | nrg_105a | 0.054428
Consumption in BKB / PB Plants | 6000 | 6000-Electrical energy | KTOE | DE | 2013 | nrg_105a | 17.5134
Consumption in Pipeline transport | 6000 | 6000-Electrical energy | KTOE | AT | 2009 | nrg_105a | 0.53172
Transformation input in Coke Ovens | 0 | 0000-All products | KTOE | FR | 2009 | nrg_110a | 135.2629
Transformation input in Coke Ovens | 0 | 0000-All products | KTOE | SE | 2009 | nrg_110a | 46.6996
Consumption in Oil and gas extraction | 0 | 0000-All products | KTOE | RO | 2014 | nrg_110a | 22.0351
Consumption in Coal Mines | 0 | 0000-All products | KTOE | CZ | 2011 | nrg_110a | 20.3772
Consumption in Coal Mines | 0 | 0000-All products | KTOE | NO | 2011 | nrg_110a | 0.17166
Consumption in Coke Ovens | 0 | 0000-All products | KTOE | CZ | 2013 | nrg_110a | 11.6812
Primary production | 0 | 0000-All products | KTOE | EE | 2011 | nrg_110a | 210.9268
Primary production | 0 | 0000-All products | KTOE | IS | 2014 | nrg_110a | 218.731
Primary production | 0 | 0000-All products | KTOE | RS | 2010 | nrg_110a | 440.5728
Imports | 0 | 0000-All products | KTOE | FR | 2010 | nrg_110a | 6811.7896
Imports | 0 | 0000-All products | KTOE | IT | 2014 | nrg_110a | 5783.6999
Imports | 0 | 0000-All products | KTOE | IS | 2014 | nrg_110a | 35.4999
Imports | 0 | 0000-All products | KTOE | MD | 2009 | nrg_110a | 130.1969
Transformation input in Coke Ovens | 0 | 0000-All products | KTOE | FI | 2011 | nrg_110a | 35.6004
Consumption in BKB / PB Plants | 0 | 0000-All products | KTOE | CZ | 2009 | nrg_110a | 0.6992
Consumption in BKB / PB Plants | 0 | 0000-All products | KTOE | BG | 2009 | nrg_110a | 8.7044
Consumption in Gas Works | 0 | 0000-All products | KTOE | PL | 2010 | nrg_110a | 0.33913
Transformation input in Gas Works | 0 | 0000-All products | KTOE | EE | 2013 | nrg_110a | 10.781
Transformation input in BKB / PB Plants | 0 | 0000-All products | KTOE | FI | 2011 | nrg_110a | 0.78293
Transformation output from Coke Ovens | 0 | 0000-All products | KTOE | SE | 2013 | nrg_110a | 37.945
Transformation output from Coke Ovens | 0 | 0000-All products | KTOE | TR | 2014 | nrg_110a | 161.7612
Consumption in Oil and gas extraction | 0 | 0000-All products | KTOE | LT | 2010 | nrg_110a | 0.066989
Consumption in Oil and gas extraction | 0 | 0000-All products | KTOE | IT | 2012 | nrg_110a | 36.9569
Consumption in Oil and gas extraction | 0 | 0000-All products | KTOE | NO | 2011 | nrg_110a | 176.8295
Consumption in Oil and gas extraction | 0 | 0000-All products | KTOE | NL | 2012 | nrg_110a | 34.1099
Consumption in Pipeline transport | 0 | 0000-All products | KTOE | BG | 2011 | nrg_110a | 8.6374
Consumption in Oil and gas extraction | 3214 | 3214-Refinery gas | KTOE | RO | 2014 | nrg_110a | 1.2519
Consumption in Coke Ovens | 4220 | 4220-Blast Furnace Gas | KTOE | CZ | 2011 | nrg_110a | 2.152
Primary production | 5520 | 5520-Wind power | KTOE | IE | 2010 | nrg_110a | 10.1321
Primary production | 5520 | 5520-Wind power | KTOE | RO | 2011 | nrg_110a | 4.9949
Primary production | 5520 | 5520-Wind power | KTOE | SE | 2011 | nrg_110a | 21.8802
Consumption in Coke Ovens | 6000 | 6000-Electrical energy | KTOE | PL | 2014 | nrg_110a | 2.8387
Consumption in BKB / PB Plants | 6000 | 6000-Electrical energy | KTOE | BG | 2011 | nrg_110a | 0.087923
Consumption in BKB / PB Plants | 6000 | 6000-Electrical energy | KTOE | UA | 2011 | nrg_110a | 0.058615
Consumption in Pipeline transport | 6000 | 6000-Electrical energy | KTOE | AT | 2011 | nrg_110a | 0.51079
Imports | 6000 | 6000-Electrical energy | KTOE | DE | 2009 | nrg_110a | 150.6913
Imports | 6000 | 6000-Electrical energy | KTOE | HR | 2013 | nrg_110a | 40.5366
Imports | 6000 | 6000-Electrical energy | KTOE | IE | 2011 | nrg_110a | 2.6335
Consumption in Oil and gas extraction | 6000 | 6000-Electrical energy | KTOE | NL | 2009 | nrg_110a | 4.5343
Consumption in Coal Mines | 6000 | 6000-Electrical energy | KTOE | RS | 2009 | nrg_110a | 0.97971
Consumption in Coal Mines | 6000 | 6000-Electrical energy | KTOE | SK | 2011 | nrg_110a | 0.32238
Consumption in Coke Ovens | 6000 | 6000-Electrical energy | KTOE | IT | 2013 | nrg_110a | 0.20097
Transformation output from Coke Ovens | 0 | 0000-All products | KTOE | SK | 2009 | nrg_100a | 58.096
Consumption in Oil and gas extraction | 0 | 0000-All products | KTOE | RO | 2012 | nrg_100a | 18.7904
Consumption in Oil and gas extraction | 0 | 0000-All products | KTOE | PT | 2014 | nrg_100a | 0.0083736
Consumption in Coal Mines | 0 | 0000-All products | KTOE | IT | 2009 | nrg_100a | 0.1591
Consumption in Coal Mines | 0 | 0000-All products | KTOE | NO | 2014 | nrg_100a | 0.49404
Consumption in Coal Mines | 0 | 0000-All products | KTOE | RO | 2011 | nrg_100a | 3.8142
Consumption in Coal Mines | 0 | 0000-All products | KTOE | SK | 2013 | nrg_100a | 0.46892
Consumption in Patent Fuel Plants | 0 | 0000-All products | KTOE | PL | 2014 | nrg_100a | 0.020934
Consumption in Coke Ovens | 0 | 0000-All products | KTOE | NL | 2009 | nrg_100a | 6.456
Consumption in BKB / PB Plants | 0 | 0000-All products | KTOE | DE | 2009 | nrg_100a | 26.4689
Consumption in BKB / PB Plants | 0 | 0000-All products | KTOE | UA | 2011 | nrg_100a | 0.32238
Consumption in Pipeline transport | 0 | 0000-All products | KTOE | BE | 2013 | nrg_100a | 2.2148
Imports | 6000 | 6000-Electrical energy | KTOE | SI | 2013 | nrg_100a | 27.076
Imports | 6000 | 6000-Electrical energy | KTOE | XK | 2013 | nrg_100a | 9.1817
Consumption in Oil and gas extraction | 6000 | 6000-Electrical energy | KTOE | BG | 2011 | nrg_100a | 0.01256
Consumption in Coal Mines | 6000 | 6000-Electrical energy | KTOE | BG | 2010 | nrg_100a | 2.1101
Consumption in Coal Mines | 6000 | 6000-Electrical energy | KTOE | DE | 2009 | nrg_100a | 9.9185
Consumption in Coke Ovens | 6000 | 6000-Electrical energy | KTOE | ES | 2013 | nrg_100a | 0.16747
Consumption in Coke Ovens | 6000 | 6000-Electrical energy | KTOE | UA | 2009 | nrg_100a | 3.4081
Transformation input in BKB / PB Plants | 0 | 0000-All products | KTOE | IE | 2012 | nrg_100a | 3.9649
Primary production | 0 | 0000-All products | KTOE | IT | 2013 | nrg_100a | 1543.4345
Primary production | 0 | 0000-All products | KTOE | MK | 2011 | nrg_100a | 72.687
Imports | 6000 | 6000-Electrical energy | KTOE | LT | 2013 | nrg_100a | 29.0648
Imports | 6000 | 6000-Electrical energy | KTOE | LU | 2012 | nrg_100a | 24.2332
Imports | 6000 | 6000-Electrical energy | KTOE | IT | 2009 | nrg_100a | 169.4524
Imports | 6000 | 6000-Electrical energy | KTOE | TR | 2009 | nrg_100a | 2.9224
Consumption in Oil and gas extraction | 6000 | 6000-Electrical energy | KTOE | IT | 2011 | nrg_100a | 1.1556
Consumption in Oil and gas extraction | 6000 | 6000-Electrical energy | KTOE | PL | 2010 | nrg_100a | 0.35169
Consumption in Oil and gas extraction | 6000 | 6000-Electrical energy | KTOE | UA | 2012 | nrg_100a | 2.3153
Consumption in Oil and gas extraction | 6000 | 6000-Electrical energy | KTOE | UK | 2013 | nrg_100a | 2.0515
Consumption in Coal Mines | 6000 | 6000-Electrical energy | KTOE | CZ | 2009 | nrg_100a | 5.3047
Consumption in Coal Mines | 6000 | 6000-Electrical energy | KTOE | SI | 2010 | nrg_100a | 0.24283
Consumption in Coal Mines | 6000 | 6000-Electrical energy | KTOE | SK | 2014 | nrg_100a | 0.29726
Consumption in Coal Mines | 6000 | 6000-Electrical energy | KTOE | RO | 2011 | nrg_100a | 3.4206
Consumption in Coal Mines | 6000 | 6000-Electrical energy | KTOE | RS | 2014 | nrg_100a | 1.9469
Consumption in Coke Ovens | 6000 | 6000-Electrical energy | KTOE | IT | 2010 | nrg_100a | 0.65314
Consumption in Coke Ovens | 6000 | 6000-Electrical energy | KTOE | NL | 2014 | nrg_100a | 0.33494
Consumption in Coke Ovens | 6000 | 6000-Electrical energy | KTOE | SE | 2012 | nrg_100a | 0.046055
Consumption in BKB / PB Plants | 6000 | 6000-Electrical energy | KTOE | DE | 2010 | nrg_100a | 17.5804
Consumption in BKB / PB Plants | 6000 | 6000-Electrical energy | KTOE | BG | 2014 | nrg_100a | 0.18003
Transformation input in Coke Ovens | 0 | 0000-All products | KTOE | IT | 2010 | nrg_100a | 152.3493
Transformation input in Coke Ovens | 0 | 0000-All products | KTOE | SK | 2012 | nrg_100a | 59.0883
Primary production | 0 | 0000-All products | KTOE | DE | 2013 | nrg_100a | 5047.8698
Primary production | 0 | 0000-All products | KTOE | BE | 2009 | nrg_100a | 617.9633
Primary production | 0 | 0000-All products | KTOE | BG | 2012 | nrg_100a | 488.9596
Primary production | 0 | 0000-All products | KTOE | CY | 2010 | nrg_100a | 3.7179
Primary production | 0 | 0000-All products | KTOE | HU | 2010 | nrg_100a | 457.1525
Primary production | 0 | 0000-All products | KTOE | RS | 2014 | nrg_100a | 393.0903
Imports | 0 | 0000-All products | KTOE | DK | 2014 | nrg_100a | 732.3257
Imports | 0 | 0000-All products | KTOE | IS | 2011 | nrg_100a | 47.5202
Imports | 0 | 0000-All products | KTOE | HU | 2013 | nrg_100a | 689.9763
Imports | 0 | 0000-All products | KTOE | MD | 2009 | nrg_100a | 130.1969
Imports | 2112 | 2112-Patent Fuels | KTOE | FR | 2011 | nrg_101a | 2.3739
Transformation output from Patent Fuel Plants | 2112 | 2112-Patent Fuels | KTOE | FR | 2009 | nrg_101a | 0.20515
Consumption in Coke Ovens | 4220 | 4220-Blast Furnace Gas | KTOE | CZ | 2013 | nrg_103a | 1.5324
Consumption in Coke Ovens | 4220 | 4220-Blast Furnace Gas | KTOE | RO | 2009 | nrg_103a | 0.48986
Imports | 6000 | 6000-Electrical energy | KTOE | CZ | 2012 | nrg_105a | 41.7131
Imports | 6000 | 6000-Electrical energy | KTOE | DE | 2012 | nrg_105a | 166.5635
Imports | 6000 | 6000-Electrical energy | KTOE | HR | 2014 | nrg_105a | 39.2345
Imports | 6000 | 6000-Electrical energy | KTOE | LT | 2012 | nrg_105a | 29.0145
Imports | 6000 | 6000-Electrical energy | KTOE | NL | 2013 | nrg_105a | 119.709
Consumption in Oil and gas extraction | 6000 | 6000-Electrical energy | KTOE | UA | 2010 | nrg_105a | 1.7543
Consumption in Oil and gas extraction | 6000 | 6000-Electrical energy | KTOE | UK | 2011 | nrg_105a | 2.0725
Consumption in Coal Mines | 6000 | 6000-Electrical energy | KTOE | PL | 2009 | nrg_105a | 21.7923
Consumption in Coal Mines | 6000 | 6000-Electrical energy | KTOE | SK | 2012 | nrg_105a | 0.32657
Consumption in Patent Fuel Plants | 6000 | 6000-Electrical energy | KTOE | HU | 2009 | nrg_105a | 0.0083736
Consumption in Coke Ovens | 6000 | 6000-Electrical energy | KTOE | IT | 2010 | nrg_105a | 0.65314
Consumption in Coke Ovens | 6000 | 6000-Electrical energy | KTOE | SE | 2012 | nrg_105a | 0.046055
Consumption in BKB / PB Plants | 6000 | 6000-Electrical energy | KTOE | DE | 2012 | nrg_105a | 17.2747
Primary production | 5520 | 5520-Wind power | KTOE | ES | 2014 | nrg_107a | 187.2463
Transformation input in Coke Ovens | 0 | 0000-All products | KTOE | IT | 2014 | nrg_110a | 70.7695
Consumption in Oil and gas extraction | 0 | 0000-All products | KTOE | RO | 2013 | nrg_110a | 20.2934
Consumption in Coal Mines | 0 | 0000-All products | KTOE | CZ | 2010 | nrg_110a | 21.047
Consumption in Coal Mines | 0 | 0000-All products | KTOE | NO | 2010 | nrg_110a | 0.12142
Consumption in Coal Mines | 0 | 0000-All products | KTOE | SK | 2014 | nrg_110a | 0.42705
Consumption in Coke Ovens | 0 | 0000-All products | KTOE | CZ | 2012 | nrg_110a | 11.2667
Primary production | 0 | 0000-All products | KTOE | EE | 2010 | nrg_110a | 206.4218
Primary production | 0 | 0000-All products | KTOE | IS | 2013 | nrg_110a | 220.7155
Primary production | 0 | 0000-All products | KTOE | SE | 2014 | nrg_110a | 1430.5709
Primary production | 0 | 0000-All products | KTOE | RS | 2009 | nrg_110a | 426.7438
Imports | 0 | 0000-All products | KTOE | DE | 2014 | nrg_110a | 10204.9775
Imports | 0 | 0000-All products | KTOE | FR | 2009 | nrg_110a | 6939.4452
Imports | 0 | 0000-All products | KTOE | IT | 2013 | nrg_110a | 6268.477
Imports | 0 | 0000-All products | KTOE | IS | 2013 | nrg_110a | 33.9089
Transformation input in Coke Ovens | 0 | 0000-All products | KTOE | FI | 2010 | nrg_110a | 35.0142
Consumption in Gas Works | 0 | 0000-All products | KTOE | PL | 2009 | nrg_110a | 0.24702
Transformation input in Gas Works | 0 | 0000-All products | KTOE | EE | 2012 | nrg_110a | 11.3839
Transformation input in BKB / PB Plants | 0 | 0000-All products | KTOE | FI | 2010 | nrg_110a | 0.39356
Transformation output from Coke Ovens | 0 | 0000-All products | KTOE | PL | 2014 | nrg_110a | 356.9163
Transformation output from Coke Ovens | 0 | 0000-All products | KTOE | SE | 2012 | nrg_110a | 39.3894
Transformation output from Coke Ovens | 0 | 0000-All products | KTOE | TR | 2013 | nrg_110a | 148.376
Consumption in Oil and gas extraction | 0 | 0000-All products | KTOE | IT | 2011 | nrg_110a | 35.4873
Consumption in Oil and gas extraction | 0 | 0000-All products | KTOE | LT | 2009 | nrg_110a | 0.10467
Consumption in Oil and gas extraction | 0 | 0000-All products | KTOE | NL | 2011 | nrg_110a | 32.1295
Consumption in Oil and gas extraction | 0 | 0000-All products | KTOE | NO | 2010 | nrg_110a | 181.1461
Consumption in Pipeline transport | 0 | 0000-All products | KTOE | BG | 2010 | nrg_110a | 5.9997
Imports | 2112 | 2112-Patent Fuels | KTOE | DE | 2014 | nrg_110a | 3.0187
Consumption in Oil and gas extraction | 3214 | 3214-Refinery gas | KTOE | RO | 2013 | nrg_110a | 1.8296
Consumption in Coke Ovens | 4220 | 4220-Blast Furnace Gas | KTOE | AT | 2014 | nrg_110a | 4.999
Consumption in Coke Ovens | 4220 | 4220-Blast Furnace Gas | KTOE | CZ | 2010 | nrg_110a | 1.6915
Consumption in Coke Ovens | 4220 | 4220-Blast Furnace Gas | KTOE | NL | 2014 | nrg_110a | 1.3858
Primary production | 5520 | 5520-Wind power | KTOE | IE | 2009 | nrg_110a | 10.6387
Primary production | 5520 | 5520-Wind power | KTOE | RO | 2010 | nrg_110a | 1.1011
Primary production | 5520 | 5520-Wind power | KTOE | SE | 2010 | nrg_110a | 12.6065
Consumption in Coke Ovens | 6000 | 6000-Electrical energy | KTOE | NL | 2014 | nrg_110a | 0.33494
Consumption in Coke Ovens | 6000 | 6000-Electrical energy | KTOE | PL | 2013 | nrg_110a | 2.734
Consumption in BKB / PB Plants | 6000 | 6000-Electrical energy | KTOE | BG | 2010 | nrg_110a | 0.12142
Consumption in BKB / PB Plants | 6000 | 6000-Electrical energy | KTOE | DE | 2014 | nrg_110a | 17.5553
Consumption in BKB / PB Plants | 6000 | 6000-Electrical energy | KTOE | UA | 2010 | nrg_110a | 0.066989
Consumption in Pipeline transport | 6000 | 6000-Electrical energy | KTOE | AT | 2010 | nrg_110a | 0.52335
Imports | 6000 | 6000-Electrical energy | KTOE | HR | 2012 | nrg_110a | 47.4281
Imports | 6000 | 6000-Electrical energy | KTOE | IE | 2010 | nrg_110a | 2.734
Consumption in Coal Mines | 6000 | 6000-Electrical energy | KTOE | SK | 2010 | nrg_110a | 0.33494
Consumption in Coke Ovens | 6000 | 6000-Electrical energy | KTOE | IT | 2012 | nrg_110a | 0.49823
Consumption in Oil and gas extraction | 0 | 0000-All products | KTOE | PT | 2013 | nrg_100a | 0.020934
Consumption in Oil and gas extraction | 0 | 0000-All products | KTOE | RO | 2011 | nrg_100a | 19.7617
Consumption in Coal Mines | 0 | 0000-All products | KTOE | NO | 2013 | nrg_100a | 0.40612
Consumption in Coal Mines | 0 | 0000-All products | KTOE | RO | 2010 | nrg_100a | 3.9649
Consumption in Coal Mines | 0 | 0000-All products | KTOE | SK | 2012 | nrg_100a | 0.51079
Consumption in Coal Mines | 0 | 0000-All products | KTOE | UK | 2014 | nrg_100a | 3.362
Consumption in BKB / PB Plants | 0 | 0000-All products | KTOE | UA | 2010 | nrg_100a | 0.29726
Consumption in Pipeline transport | 0 | 0000-All products | KTOE | AT | 2014 | nrg_100a | 9.6841
Consumption in Pipeline transport | 0 | 0000-All products | KTOE | BE | 2012 | nrg_100a | 2.0432
Imports | 6000 | 6000-Electrical energy | KTOE | SI | 2012 | nrg_100a | 26.829
Imports | 6000 | 6000-Electrical energy | KTOE | XK | 2012 | nrg_100a | 9.9813
Consumption in Oil and gas extraction | 6000 | 6000-Electrical energy | KTOE | BG | 2010 | nrg_100a | 0.01256
Consumption in Coal Mines | 6000 | 6000-Electrical energy | KTOE | BG | 2009 | nrg_100a | 2.3237
Consumption in Coke Ovens | 6000 | 6000-Electrical energy | KTOE | ES | 2012 | nrg_100a | 0.037681
Transformation input in BKB / PB Plants | 0 | 0000-All products | KTOE | IE | 2011 | nrg_100a | 4.0151
Consumption in Coal Mines | 6000 | 6000-Electrical energy | KTOE | NO | 2009 | nrg_110a | 0.13816
Consumption in Coke Ovens | 6000 | 6000-Electrical energy | KTOE | AT | 2013 | nrg_110a | 0.10886
Consumption in Coke Ovens | 6000 | 6000-Electrical energy | KTOE | CZ | 2009 | nrg_110a | 0.51916
Consumption in Oil and gas extraction | 0 | 0000-All products | KTOE | PL | 2009 | nrg_100a | 6.8161
Consumption in Oil and gas extraction | 0 | 0000-All products | KTOE | RS | 2012 | nrg_100a | 1.6705
Consumption in Oil and gas extraction | 0 | 0000-All products | KTOE | UA | 2011 | nrg_100a | 26.0126
Consumption in Oil and gas extraction | 0 | 0000-All products | KTOE | UK | 2012 | nrg_100a | 185.5925
Consumption in Coal Mines | 0 | 0000-All products | KTOE | RS | 2013 | nrg_100a | 2.1729
Consumption in Coke Ovens | 0 | 0000-All products | KTOE | BE | 2013 | nrg_100a | 5.4596
Consumption in Coke Ovens | 0 | 0000-All products | KTOE | RO | 2009 | nrg_100a | 1.9176
Consumption in Coke Ovens | 0 | 0000-All products | KTOE | SE | 2013 | nrg_100a | 3.7807
Imports | 6000 | 6000-Electrical energy | KTOE | DK | 2010 | nrg_100a | 38.1543
Imports | 6000 | 6000-Electrical energy | KTOE | FR | 2010 | nrg_100a | 70.108
Consumption in Oil and gas extraction | 6000 | 6000-Electrical energy | KTOE | AT | 2013 | nrg_100a | 0.81643
Consumption in Oil and gas extraction | 6000 | 6000-Electrical energy | KTOE | CZ | 2014 | nrg_100a | 0.054428
Consumption in Coal Mines | 6000 | 6000-Electrical energy | KTOE | UA | 2013 | nrg_100a | 23.714
Consumption in Coke Ovens | 6000 | 6000-Electrical energy | KTOE | SK | 2011 | nrg_100a | 0.23027
Consumption in BKB / PB Plants | 6000 | 6000-Electrical energy | KTOE | EE | 2010 | nrg_100a | 0.062802
Transformation input in BKB / PB Plants | 0 | 0000-All products | KTOE | UA | 2014 | nrg_100a | 3.7932
Primary production | 0 | 0000-All products | KTOE | MT | 2011 | nrg_100a | 0.27214
Imports | 0 | 0000-All products | KTOE | BE | 2012 | nrg_100a | 3160.3725
Imports | 0 | 0000-All products | KTOE | UK | 2014 | nrg_100a | 6377.2207
Transformation output from BKB / PB Plants | 0 | 0000-All products | KTOE | IE | 2011 | nrg_100a | 3.8393
Consumption in Oil and gas extraction | 0 | 0000-All products | KTOE | AT | 2009 | nrg_100a | 9.3826
Consumption in Oil and gas extraction | 0 | 0000-All products | KTOE | DE | 2013 | nrg_100a | 10.4712
Consumption in Oil and gas extraction | 0 | 0000-All products | KTOE | CZ | 2010 | nrg_100a | 0.15491
Consumption in Oil and gas extraction | 0 | 0000-All products | KTOE | EL | 2010 | nrg_100a | 0.9211
Consumption in Oil and gas extraction | 0 | 0000-All products | KTOE | ES | 2014 | nrg_100a | 0.84155
Imports | 2112 | 2112-Patent Fuels | KTOE | SK | 2013 | nrg_101a | 0.35169
Consumption in Coke Ovens | 4220 | 4220-Blast Furnace Gas | KTOE | FI | 2011 | nrg_103a | 0.64477
Imports | 6000 | 6000-Electrical energy | KTOE | BE | 2011 | nrg_105a | 47.4783
Imports | 6000 | 6000-Electrical energy | KTOE | SE | 2009 | nrg_105a | 49.555
Imports | 6000 | 6000-Electrical energy | KTOE | XK | 2009 | nrg_105a | 2.7633
Imports | 6000 | 6000-Electrical energy | KTOE | UK | 2009 | nrg_105a | 23.7936
Consumption in Oil and gas extraction | 6000 | 6000-Electrical energy | KTOE | BG | 2009 | nrg_105a | 0.01256
Consumption in Oil and gas extraction | 6000 | 6000-Electrical energy | KTOE | EL | 2014 | nrg_105a | 0.18003
Consumption in Coal Mines | 6000 | 6000-Electrical energy | KTOE | DE | 2014 | nrg_105a | 3.7221
Consumption in Coal Mines | 6000 | 6000-Electrical energy | KTOE | CZ | 2012 | nrg_105a | 5.2335
Consumption in Coal Mines | 6000 | 6000-Electrical energy | KTOE | BG | 2010 | nrg_105a | 2.1101
Consumption in Coal Mines | 6000 | 6000-Electrical energy | KTOE | UA | 2010 | nrg_105a | 24.095
Consumption in Coke Ovens | 6000 | 6000-Electrical energy | KTOE | ES | 2011 | nrg_105a | 0.037681
Consumption in BKB / PB Plants | 6000 | 6000-Electrical energy | KTOE | EE | 2010 | nrg_105a | 0.062802
Primary production | 5520 | 5520-Wind power | KTOE | LT | 2010 | nrg_107a | 0.80805
Primary production | 5520 | 5520-Wind power | KTOE | NL | 2011 | nrg_107a | 18.3633
Transformation output from BKB / PB Plants | 0 | 0000-All products | KTOE | BG | 2011 | nrg_110a | 17.1198
Transformation output from BKB / PB Plants | 0 | 0000-All products | KTOE | FI | 2011 | nrg_110a | 0.9211
Consumption in Coal Mines | 0 | 0000-All products | KTOE | UK | 2011 | nrg_110a | 4.1701
Primary production | 0 | 0000-All products | KTOE | NL | 2009 | nrg_110a | 2636.9178
Transformation input in Coke Ovens | 0 | 0000-All products | KTOE | BE | 2012 | nrg_110a | 72.3353
Transformation input in Coke Ovens | 0 | 0000-All products | KTOE | CZ | 2012 | nrg_110a | 95.7605
Consumption in Coke Ovens | 0 | 0000-All products | KTOE | UK | 2013 | nrg_110a | 15.6838
Transformation input in BKB / PB Plants | 0 | 0000-All products | KTOE | LT | 2010 | nrg_110a | 0.09211
Transformation output from Gas Works | 0 | 0000-All products | KTOE | HR | 2014 | nrg_110a | 0.037681
Transformation output from Coke Ovens | 0 | 0000-All products | KTOE | CZ | 2011 | nrg_110a | 99.9724
Transformation output from Coke Ovens | 0 | 0000-All products | KTOE | UA | 2009 | nrg_110a | 654.2042
Consumption in Oil and gas extraction | 0 | 0000-All products | KTOE | AT | 2011 | nrg_110a | 9.0309
Consumption in Oil and gas extraction | 0 | 0000-All products | KTOE | AL | 2011 | nrg_110a | 1.7836
Consumption in Oil and gas extraction | 0 | 0000-All products | KTOE | CY | 2014 | nrg_110a | 0.087923
Consumption in Oil and gas extraction | 0 | 0000-All products | KTOE | CZ | 2012 | nrg_110a | 0.19259
Imports | 2112 | 2112-Patent Fuels | KTOE | FR | 2014 | nrg_110a | 2.5205
Consumption in Coke Ovens | 4220 | 4220-Blast Furnace Gas | KTOE | TR | 2011 | nrg_110a | 5.1791
Primary production | 5520 | 5520-Wind power | KTOE | LT | 2010 | nrg_110a | 0.80805
Imports | 6000 | 6000-Electrical energy | KTOE | UK | 2013 | nrg_110a | 63.1202
Imports | 6000 | 6000-Electrical energy | KTOE | BG | 2014 | nrg_110a | 15.5498
Consumption in Coal Mines | 6000 | 6000-Electrical energy | KTOE | BG | 2009 | nrg_110a | 2.3237
Consumption in Coal Mines | 6000 | 6000-Electrical energy | KTOE | CZ | 2010 | nrg_110a | 4.6599
Consumption in Oil and gas extraction | 6000 | 6000-Electrical energy | KTOE | AL | 2013 | nrg_110a | 0.9839
Transformation output from Coke Ovens | 0 | 0000-All products | KTOE | EE | 2013 | nrg_100a | 0.62802
Transformation output from Coke Ovens | 0 | 0000-All products | KTOE | UK | 2011 | nrg_100a | 150.2391
Transformation output from Gas Works | 0 | 0000-All products | KTOE | HR | 2012 | nrg_100a | 0.096296
Consumption in Coal Mines | 0 | 0000-All products | KTOE | BG | 2014 | nrg_100a | 2.3655
Consumption in Coke Ovens | 0 | 0000-All products | KTOE | FI | 2009 | nrg_100a | 2.3237
Consumption in Coke Ovens | 0 | 0000-All products | KTOE | SK | 2009 | nrg_100a | 7.5823
Consumption in Coke Ovens | 0 | 0000-All products | KTOE | UK | 2013 | nrg_100a | 15.6838
Consumption in Coke Ovens | 6000 | 6000-Electrical energy | KTOE | UA | 2011 | nrg_100a | 3.4918
Transformation input in BKB / PB Plants | 0 | 0000-All products | KTOE | IE | 2014 | nrg_100a | 4.5636
Primary production | 0 | 0000-All products | KTOE | LU | 2012 | nrg_100a | 5.1581
Primary production | 0 | 0000-All products | KTOE | MK | 2013 | nrg_100a | 56.9321
Imports | 0 | 0000-All products | KTOE | BG | 2012 | nrg_100a | 495.7297
Imports | 0 | 0000-All products | KTOE | FI | 2011 | nrg_100a | 1125.6798
Imports | 0 | 0000-All products | KTOE | XK | 2009 | nrg_100a | 27.6161
Transformation output from BKB / PB Plants | 0 | 0000-All products | KTOE | BG | 2013 | nrg_100a | 31.5182
Transformation output from BKB / PB Plants | 0 | 0000-All products | KTOE | CZ | 2009 | nrg_100a | 3.3997
Transformation output from BKB / PB Plants | 0 | 0000-All products | KTOE | FI | 2013 | nrg_100a | 0.36006
Consumption in Oil and gas extraction | 0 | 0000-All products | KTOE | BG | 2009 | nrg_100a | 0.020934
Consumption in Oil and gas extraction | 0 | 0000-All products | KTOE | DK | 2010 | nrg_100a | 25.9623
Consumption in Coke Ovens | 4220 | 4220-Blast Furnace Gas | KTOE | ES | 2010 | nrg_103a | 1.4696
Consumption in Coke Ovens | 4220 | 4220-Blast Furnace Gas | KTOE | SK | 2009 | nrg_103a | 4.9027
Consumption in Coke Ovens | 4220 | 4220-Blast Furnace Gas | KTOE | TR | 2009 | nrg_103a | 4.7269
Imports | 6000 | 6000-Electrical energy | KTOE | AT | 2012 | nrg_105a | 83.7486
Imports | 6000 | 6000-Electrical energy | KTOE | DK | 2010 | nrg_105a | 38.1543
Imports | 6000 | 6000-Electrical energy | KTOE | FI | 2009 | nrg_105a | 55.6551
Consumption in Oil and gas extraction | 6000 | 6000-Electrical energy | KTOE | AT | 2009 | nrg_105a | 0.54428
Consumption in Oil and gas extraction | 6000 | 6000-Electrical energy | KTOE | BE | 2010 | nrg_105a | 0.0083736
Consumption in Oil and gas extraction | 6000 | 6000-Electrical energy | KTOE | CZ | 2010 | nrg_105a | 0.01256
Consumption in Oil and gas extraction | 6000 | 6000-Electrical energy | KTOE | DE | 2013 | nrg_105a | 2.2023
Consumption in Coal Mines | 6000 | 6000-Electrical energy | KTOE | MK | 2014 | nrg_105a | 0.381
Consumption in Coal Mines | 6000 | 6000-Electrical energy | KTOE | UK | 2013 | nrg_105a | 3.1443
Consumption in Coke Ovens | 6000 | 6000-Electrical energy | KTOE | SK | 2011 | nrg_105a | 0.23027
Transformation output from BKB / PB Plants | 0 | 0000-All products | KTOE | EE | 2013 | nrg_110a | 1.1221
Transformation output from BKB / PB Plants | 0 | 0000-All products | KTOE | IE | 2009 | nrg_110a | 4.8609
Consumption in Coal Mines | 0 | 0000-All products | KTOE | DE | 2010 | nrg_110a | 10.6931
Consumption in Coal Mines | 0 | 0000-All products | KTOE | BG | 2013 | nrg_110a | 2.152
Consumption in Coal Mines | 0 | 0000-All products | KTOE | UA | 2014 | nrg_110a | 16.6593
Consumption in Coke Ovens | 0 | 0000-All products | KTOE | ES | 2009 | nrg_110a | 20.4693
Consumption in Coke Ovens | 0 | 0000-All products | KTOE | FI | 2011 | nrg_110a | 3.0187
Consumption in Coke Ovens | 0 | 0000-All products | KTOE | FR | 2011 | nrg_110a | 14.4068
Primary production | 0 | 0000-All products | KTOE | LT | 2010 | nrg_110a | 54.8638
Primary production | 0 | 0000-All products | KTOE | MT | 2013 | nrg_110a | 0.381
Primary production | 0 | 0000-All products | KTOE | LV | 2010 | nrg_110a | 82.7814
Imports | 0 | 0000-All products | KTOE | BE | 2013 | nrg_110a | 3260.4663
Imports | 0 | 0000-All products | KTOE | FI | 2014 | nrg_110a | 1100.7265
Imports | 0 | 0000-All products | KTOE | XK | 2013 | nrg_110a | 31.8197
Imports | 0 | 0000-All products | KTOE | UK | 2009 | nrg_110a | 5843.5503
Consumption in Coke Ovens | 0 | 0000-All products | KTOE | SK | 2013 | nrg_110a | 8.0177
Consumption in BKB / PB Plants | 0 | 0000-All products | KTOE | EE | 2012 | nrg_110a | 0.037681
Transformation input in BKB / PB Plants | 0 | 0000-All products | KTOE | BG | 2010 | nrg_110a | 40.6413
Transformation output from Coke Ovens | 0 | 0000-All products | KTOE | AT | 2009 | nrg_110a | 45.5314
Transformation output from Coke Ovens | 0 | 0000-All products | KTOE | DE | 2011 | nrg_110a | 287.6122
Consumption in Oil and gas extraction | 0 | 0000-All products | KTOE | BG | 2011 | nrg_110a | 0.037681
Consumption in Oil and gas extraction | 0 | 0000-All products | KTOE | DK | 2012 | nrg_110a | 25.0203
Consumption in Oil and gas extraction | 0 | 0000-All products | KTOE | EE | 2014 | nrg_110a | 0.25958
Imports | 2112 | 2112-Patent Fuels | KTOE | UK | 2010 | nrg_110a | 0.29308
Consumption in Coke Ovens | 4220 | 4220-Blast Furnace Gas | KTOE | FI | 2013 | nrg_110a | 0.5694
Primary production | 5520 | 5520-Wind power | KTOE | IT | 2009 | nrg_110a | 23.5549
Consumption in BKB / PB Plants | 6000 | 6000-Electrical energy | KTOE | EE | 2012 | nrg_110a | 0.037681
Imports | 6000 | 6000-Electrical energy | KTOE | BE | 2014 | nrg_110a | 78.4481
Consumption in Oil and gas extraction | 6000 | 6000-Electrical energy | KTOE | DE | 2009 | nrg_110a | 1.9887
Consumption in Coke Ovens | 6000 | 6000-Electrical energy | KTOE | ES | 2013 | nrg_110a | 0.16747
Transformation output from Coke Ovens | 0 | 0000-All products | KTOE | BE | 2011 | nrg_100a | 72.4819
Transformation output from Gas Works | 0 | 0000-All products | KTOE | UA | 2009 | nrg_100a | 1.0634
Consumption in Coal Mines | 0 | 0000-All products | KTOE | TR | 2013 | nrg_100a | 2.1018
Consumption in Coke Ovens | 0 | 0000-All products | KTOE | UA | 2011 | nrg_100a | 81.4291
Consumption in Coke Ovens | 0 | 0000-All products | KTOE | TR | 2013 | nrg_100a | 13.9044
Consumption in Gas Works | 0 | 0000-All products | KTOE | PL | 2013 | nrg_100a | 0.25958
Consumption in Pipeline transport | 0 | 0000-All products | KTOE | AT | 2012 | nrg_100a | 7.6242
Consumption in Pipeline transport | 0 | 0000-All products | KTOE | BE | 2010 | nrg_100a | 0.25958
Imports | 6000 | 6000-Electrical energy | KTOE | SI | 2010 | nrg_100a | 31.0493
Imports | 6000 | 6000-Electrical energy | KTOE | SK | 2013 | nrg_100a | 38.5897
Imports | 6000 | 6000-Electrical energy | KTOE | XK | 2010 | nrg_100a | 2.9475
Consumption in Oil and gas extraction | 6000 | 6000-Electrical energy | KTOE | EL | 2013 | nrg_100a | 0.17585
Consumption in Coke Ovens | 6000 | 6000-Electrical energy | KTOE | ES | 2010 | nrg_100a | 0.0083736
Transformation input in BKB / PB Plants | 0 | 0000-All products | KTOE | BG | 2013 | nrg_100a | 42.9314
Transformation input in BKB / PB Plants | 0 | 0000-All products | KTOE | IE | 2009 | nrg_100a | 4.7478
Primary production | 0 | 0000-All products | KTOE | IT | 2010 | nrg_100a | 1381.9831
Primary production | 0 | 0000-All products | KTOE | NL | 2011 | nrg_100a | 2693.6448
Imports | 0 | 0000-All products | KTOE | SI | 2012 | nrg_100a | 217.3368
Imports | 0 | 0000-All products | KTOE | SK | 2010 | nrg_100a | 652.764
Transformation output from BKB / PB Plants | 0 | 0000-All products | KTOE | DE | 2012 | nrg_100a | 135.7193
Consumption in Oil and gas extraction | 0 | 0000-All products | KTOE | AT | 2014 | nrg_100a | 5.0158
Consumption in Oil and gas extraction | 0 | 0000-All products | KTOE | AL | 2012 | nrg_100a | 2.0934
Consumption in Oil and gas extraction | 0 | 0000-All products | KTOE | EE | 2013 | nrg_100a | 0.32657
Imports | 6000 | 6000-Electrical energy | KTOE | SE | 2014 | nrg_105a | 49.869
Imports | 6000 | 6000-Electrical energy | KTOE | XK | 2014 | nrg_105a | 3.4792
Imports | 6000 | 6000-Electrical energy | KTOE | UA | 2010 | nrg_105a | 0.083736
Imports | 6000 | 6000-Electrical energy | KTOE | UK | 2014 | nrg_105a | 83.6732
Consumption in Oil and gas extraction | 6000 | 6000-Electrical energy | KTOE | BG | 2014 | nrg_105a | 0.016747
Consumption in Coal Mines | 6000 | 6000-Electrical energy | KTOE | MK | 2009 | nrg_105a | 0.38937
Consumption in Coke Ovens | 6000 | 6000-Electrical energy | KTOE | FR | 2013 | nrg_105a | 0.0083736
Primary production | 5520 | 5520-Wind power | KTOE | LU | 2011 | nrg_107a | 0.23027
Primary production | 5520 | 5520-Wind power | KTOE | NO | 2012 | nrg_107a | 5.5726
Consumption in Coal Mines | 0 | 0000-All products | KTOE | UA | 2009 | nrg_110a | 40.4529
Primary production | 0 | 0000-All products | KTOE | NL | 2014 | nrg_110a | 2445.7192
Primary production | 0 | 0000-All products | KTOE | NO | 2010 | nrg_110a | 8708.3012
Imports | 0 | 0000-All products | KTOE | DK | 2013 | nrg_110a | 786.0215
Imports | 0 | 0000-All products | KTOE | FI | 2009 | nrg_110a | 1069.2627
Consumption in Coke Ovens | 0 | 0000-All products | KTOE | UA | 2013 | nrg_110a | 66.7041
Transformation input in BKB / PB Plants | 0 | 0000-All products | KTOE | UA | 2011 | nrg_110a | 2.9098
Transformation output from Coke Ovens | 0 | 0000-All products | KTOE | EE | 2012 | nrg_110a | 0.71176
Transformation output from Coke Ovens | 0 | 0000-All products | KTOE | UA | 2014 | nrg_110a | 511.6898
Transformation output from Coke Ovens | 0 | 0000-All products | KTOE | UK | 2010 | nrg_110a | 149.4604
Transformation output from Gas Works | 0 | 0000-All products | KTOE | UA | 2012 | nrg_110a | 0.79968
Consumption in Oil and gas extraction | 0 | 0000-All products | KTOE | EE | 2009 | nrg_110a | 0.43961
Consumption in Oil and gas extraction | 0 | 0000-All products | KTOE | EL | 2011 | nrg_110a | 0.99227
Consumption in Oil and gas extraction | 0 | 0000-All products | KTOE | ES | 2011 | nrg_110a | 0.17585
Consumption in Coke Ovens | 4220 | 4220-Blast Furnace Gas | KTOE | UK | 2012 | nrg_110a | 2.42
Consumption in Coke Ovens | 6000 | 6000-Electrical energy | KTOE | UA | 2012 | nrg_110a | 3.429
Imports | 6000 | 6000-Electrical energy | KTOE | SI | 2012 | nrg_110a | 26.829
Imports | 6000 | 6000-Electrical energy | KTOE | SE | 2010 | nrg_110a | 53.7501
Imports | 6000 | 6000-Electrical energy | KTOE | UA | 2013 | nrg_110a | 0.14235
Imports | 6000 | 6000-Electrical energy | KTOE | BE | 2009 | nrg_110a | 34.1475
Imports | 6000 | 6000-Electrical energy | KTOE | FI | 2012 | nrg_110a | 68.7221
Imports | 6000 | 6000-Electrical energy | KTOE | FR | 2013 | nrg_110a | 42.0732
Consumption in Coal Mines | 6000 | 6000-Electrical energy | KTOE | BG | 2014 | nrg_110a | 2.1855
Consumption in Coal Mines | 6000 | 6000-Electrical energy | KTOE | DE | 2013 | nrg_110a | 4.0026
Consumption in Oil and gas extraction | 6000 | 6000-Electrical energy | KTOE | BG | 2010 | nrg_110a | 0.01256
Consumption in Coal Mines | 6000 | 6000-Electrical energy | KTOE | UA | 2011 | nrg_110a | 25.0371
Consumption in Coal Mines | 6000 | 6000-Electrical energy | KTOE | TR | 2010 | nrg_110a | 2.6628
Transformation output from Coke Ovens | 0 | 0000-All products | KTOE | AT | 2010 | nrg_100a | 50.3463
Transformation output from Coke Ovens | 0 | 0000-All products | KTOE | DE | 2012 | nrg_100a | 289.4879
Consumption in Coal Mines | 0 | 0000-All products | KTOE | DE | 2010 | nrg_100a | 10.6931
Consumption in Coke Ovens | 0 | 0000-All products | KTOE | FI | 2014 | nrg_100a | 3.0061
Consumption in Coke Ovens | 0 | 0000-All products | KTOE | SK | 2014 | nrg_100a | 8.0428
Consumption in Coke Ovens | 6000 | 6000-Electrical energy | KTOE | CZ | 2011 | nrg_110a | 0.43124
Consumption in Oil and gas extraction | 0 | 0000-All products | KTOE | PL | 2011 | nrg_100a | 7.98
Consumption in Oil and gas extraction | 0 | 0000-All products | KTOE | RS | 2014 | nrg_100a | 2.9224
Consumption in Oil and gas extraction | 0 | 0000-All products | KTOE | UA | 2013 | nrg_100a | 20.5069
Consumption in Oil and gas extraction | 0 | 0000-All products | KTOE | UK | 2014 | nrg_100a | 167.292
Consumption in Coal Mines | 0 | 0000-All products | KTOE | UK | 2009 | nrg_100a | 4.4966
Consumption in Gas Works | 0 | 0000-All products | KTOE | PL | 2010 | nrg_100a | 0.33913
Consumption in Pipeline transport | 0 | 0000-All products | KTOE | AT | 2009 | nrg_100a | 8.0973
Imports | 6000 | 6000-Electrical energy | KTOE | DK | 2012 | nrg_100a | 57.3131
Imports | 6000 | 6000-Electrical energy | KTOE | FR | 2012 | nrg_100a | 43.9656
Imports | 6000 | 6000-Electrical energy | KTOE | SK | 2010 | nrg_100a | 26.402
Consumption in Oil and gas extraction | 6000 | 6000-Electrical energy | KTOE | EL | 2010 | nrg_100a | 0.14235
Consumption in Coke Ovens | 6000 | 6000-Electrical energy | KTOE | SK | 2013 | nrg_100a | 0.23027
Consumption in BKB / PB Plants | 6000 | 6000-Electrical energy | KTOE | EE | 2012 | nrg_100a | 0.037681
Transformation input in BKB / PB Plants | 0 | 0000-All products | KTOE | BG | 2010 | nrg_100a | 40.6413
Primary production | 0 | 0000-All products | KTOE | MT | 2013 | nrg_100a | 0.381
Imports | 0 | 0000-All products | KTOE | BE | 2014 | nrg_100a | 3273.1021
Imports | 0 | 0000-All products | KTOE | SI | 2009 | nrg_100a | 203.5329
Transformation output from BKB / PB Plants | 0 | 0000-All products | KTOE | DE | 2009 | nrg_100a | 115.0407
Transformation output from BKB / PB Plants | 0 | 0000-All products | KTOE | IE | 2013 | nrg_100a | 4.7981
Consumption in Oil and gas extraction | 0 | 0000-All products | KTOE | AL | 2009 | nrg_100a | 0.95459
Consumption in Oil and gas extraction | 0 | 0000-All products | KTOE | AT | 2011 | nrg_100a | 9.0309
Consumption in Oil and gas extraction | 0 | 0000-All products | KTOE | CY | 2014 | nrg_100a | 0.087923
Consumption in Oil and gas extraction | 0 | 0000-All products | KTOE | CZ | 2012 | nrg_100a | 0.19259
Consumption in Oil and gas extraction | 0 | 0000-All products | KTOE | EE | 2010 | nrg_100a | 0.48148
Consumption in Oil and gas extraction | 0 | 0000-All products | KTOE | EL | 2012 | nrg_100a | 0.99227
Consumption in Coke Ovens | 4220 | 4220-Blast Furnace Gas | KTOE | FI | 2013 | nrg_103a | 0.5694
Imports | 6000 | 6000-Electrical energy | KTOE | BE | 2013 | nrg_105a | 62.0735
Imports | 6000 | 6000-Electrical energy | KTOE | SE | 2011 | nrg_105a | 44.9327
Imports | 6000 | 6000-Electrical energy | KTOE | XK | 2011 | nrg_105a | 11.2876
Imports | 6000 | 6000-Electrical energy | KTOE | UK | 2011 | nrg_105a | 31.2796
Consumption in Oil and gas extraction | 6000 | 6000-Electrical energy | KTOE | BG | 2011 | nrg_105a | 0.01256
Consumption in Coal Mines | 6000 | 6000-Electrical energy | KTOE | CZ | 2014 | nrg_105a | 5.3298
Consumption in Coal Mines | 6000 | 6000-Electrical energy | KTOE | BG | 2012 | nrg_105a | 2.3655
Consumption in Coal Mines | 6000 | 6000-Electrical energy | KTOE | UA | 2012 | nrg_105a | 24.9491
Consumption in Coke Ovens | 6000 | 6000-Electrical energy | KTOE | ES | 2013 | nrg_105a | 0.16747
Consumption in Coke Ovens | 6000 | 6000-Electrical energy | KTOE | FR | 2010 | nrg_105a | 0.0041868
Consumption in BKB / PB Plants | 6000 | 6000-Electrical energy | KTOE | EE | 2012 | nrg_105a | 0.037681
Primary production | 5520 | 5520-Wind power | KTOE | LT | 2012 | nrg_107a | 1.9427
Primary production | 5520 | 5520-Wind power | KTOE | NO | 2009 | nrg_107a | 3.5169
Primary production | 5520 | 5520-Wind power | KTOE | NL | 2013 | nrg_107a | 20.2557
Transformation output from BKB / PB Plants | 0 | 0000-All products | KTOE | BG | 2013 | nrg_110a | 31.5182
Transformation output from BKB / PB Plants | 0 | 0000-All products | KTOE | FI | 2013 | nrg_110a | 0.36006
Consumption in Coal Mines | 0 | 0000-All products | KTOE | UK | 2013 | nrg_110a | 3.7304
Primary production | 0 | 0000-All products | KTOE | NL | 2011 | nrg_110a | 2693.6448
Imports | 0 | 0000-All products | KTOE | DK | 2010 | nrg_110a | 585.8212
Transformation input in Coke Ovens | 0 | 0000-All products | KTOE | BE | 2014 | nrg_110a | 57.154
Transformation input in Coke Ovens | 0 | 0000-All products | KTOE | CZ | 2014 | nrg_110a | 107.3872
Consumption in Coke Ovens | 0 | 0000-All products | KTOE | UA | 2010 | nrg_110a | 80.9267
Transformation input in BKB / PB Plants | 0 | 0000-All products | KTOE | LT | 2012 | nrg_110a | 0.083736
Transformation output from Coke Ovens | 0 | 0000-All products | KTOE | CZ | 2013 | nrg_110a | 96.7067
Transformation output from Coke Ovens | 0 | 0000-All products | KTOE | EE | 2009 | nrg_110a | 0.51498
Transformation output from Coke Ovens | 0 | 0000-All products | KTOE | UA | 2011 | nrg_110a | 731.0906
Transformation output from Gas Works | 0 | 0000-All products | KTOE | UA | 2009 | nrg_110a | 1.0634
Consumption in Oil and gas extraction | 0 | 0000-All products | KTOE | AT | 2013 | nrg_110a | 4.8776
Consumption in Oil and gas extraction | 0 | 0000-All products | KTOE | AL | 2013 | nrg_110a | 1.4654
Consumption in Oil and gas extraction | 0 | 0000-All products | KTOE | CZ | 2014 | nrg_110a | 0.3182
Consumption in Coke Ovens | 4220 | 4220-Blast Furnace Gas | KTOE | TR | 2013 | nrg_110a | 6.8287
Consumption in Coke Ovens | 4220 | 4220-Blast Furnace Gas | KTOE | UK | 2009 | nrg_110a | 1.8213
Primary production | 5520 | 5520-Wind power | KTOE | LT | 2012 | nrg_110a | 1.9427
Consumption in Coke Ovens | 6000 | 6000-Electrical energy | KTOE | UA | 2009 | nrg_110a | 3.4081
Imports | 6000 | 6000-Electrical energy | KTOE | SI | 2009 | nrg_110a | 28.0097
Imports | 6000 | 6000-Electrical energy | KTOE | UA | 2010 | nrg_110a | 0.083736
Imports | 6000 | 6000-Electrical energy | KTOE | FI | 2009 | nrg_110a | 55.6551
Imports | 6000 | 6000-Electrical energy | KTOE | FR | 2010 | nrg_110a | 70.108
Consumption in Coal Mines | 6000 | 6000-Electrical energy | KTOE | BG | 2011 | nrg_110a | 2.3279
Consumption in Coal Mines | 6000 | 6000-Electrical energy | KTOE | DE | 2010 | nrg_110a | 9.5627
Consumption in Coal Mines | 6000 | 6000-Electrical energy | KTOE | CZ | 2012 | nrg_110a | 5.2335
Transformation output from Coke Ovens | 0 | 0000-All products | KTOE | DE | 2009 | nrg_100a | 245.1078
Transformation output from Coke Ovens | 0 | 0000-All products | KTOE | UK | 2013 | nrg_100a | 141.765
Transformation output from Gas Works | 0 | 0000-All products | KTOE | HR | 2014 | nrg_100a | 0.037681
Consumption in Coke Ovens | 0 | 0000-All products | KTOE | FI | 2011 | nrg_100a | 3.0187
Consumption in Coke Ovens | 0 | 0000-All products | KTOE | SK | 2011 | nrg_100a | 7.9214
Primary production | 0 | 0000-All products | KTOE | LU | 2010 | nrg_100a | 4.9572
Primary production | 0 | 0000-All products | KTOE | NL | 2014 | nrg_100a | 2445.7192
Imports | 0 | 0000-All products | KTOE | BG | 2010 | nrg_100a | 485.1538
Imports | 0 | 0000-All products | KTOE | FI | 2009 | nrg_100a | 1069.2627
Imports | 0 | 0000-All products | KTOE | SK | 2013 | nrg_100a | 641.6187
Transformation output from BKB / PB Plants | 0 | 0000-All products | KTOE | BG | 2011 | nrg_100a | 17.1198
Transformation output from BKB / PB Plants | 0 | 0000-All products | KTOE | FI | 2011 | nrg_100a | 0.9211
Imports | 6000 | 6000-Electrical energy | KTOE | AT | 2010 | nrg_105a | 71.632
Imports | 6000 | 6000-Electrical energy | KTOE | UA | 2013 | nrg_105a | 0.14235
Consumption in Oil and gas extraction | 6000 | 6000-Electrical energy | KTOE | DE | 2011 | nrg_105a | 2.332
Consumption in Coal Mines | 6000 | 6000-Electrical energy | KTOE | MK | 2012 | nrg_105a | 0.41031
Consumption in Coal Mines | 6000 | 6000-Electrical energy | KTOE | UK | 2011 | nrg_105a | 3.3453
Consumption in Coke Ovens | 6000 | 6000-Electrical energy | KTOE | SK | 2009 | nrg_105a | 0.19259
Primary production | 5520 | 5520-Wind power | KTOE | LU | 2014 | nrg_107a | 0.28889
Transformation output from BKB / PB Plants | 0 | 0000-All products | KTOE | EE | 2011 | nrg_110a | 1.4989
Consumption in Coal Mines | 0 | 0000-All products | KTOE | BG | 2011 | nrg_110a | 2.3697
Consumption in Coal Mines | 0 | 0000-All products | KTOE | UA | 2012 | nrg_110a | 39.6699
Consumption in Coke Ovens | 0 | 0000-All products | KTOE | FI | 2009 | nrg_110a | 2.3237
Consumption in Coke Ovens | 0 | 0000-All products | KTOE | FR | 2009 | nrg_110a | 14.6287
Primary production | 0 | 0000-All products | KTOE | MT | 2011 | nrg_110a | 0.27214
Primary production | 0 | 0000-All products | KTOE | NO | 2013 | nrg_110a | 8119.9804
Imports | 0 | 0000-All products | KTOE | BE | 2011 | nrg_110a | 3239.7584
Imports | 0 | 0000-All products | KTOE | FI | 2012 | nrg_110a | 1015.3451
Imports | 0 | 0000-All products | KTOE | XK | 2011 | nrg_110a | 39.2261
Consumption in Coke Ovens | 0 | 0000-All products | KTOE | SK | 2011 | nrg_110a | 7.9214
Consumption in BKB / PB Plants | 0 | 0000-All products | KTOE | EE | 2010 | nrg_110a | 0.083736
Transformation input in BKB / PB Plants | 0 | 0000-All products | KTOE | UA | 2014 | nrg_110a | 3.7932
Transformation output from Coke Ovens | 0 | 0000-All products | KTOE | DE | 2009 | nrg_110a | 245.1078
Transformation output from Coke Ovens | 0 | 0000-All products | KTOE | UK | 2013 | nrg_110a | 141.765
Consumption in Oil and gas extraction | 0 | 0000-All products | KTOE | BE | 2010 | nrg_110a | 0.0083736
Consumption in Oil and gas extraction | 0 | 0000-All products | KTOE | BG | 2009 | nrg_110a | 0.020934
Consumption in Oil and gas extraction | 0 | 0000-All products | KTOE | DK | 2010 | nrg_110a | 25.9623
Consumption in Oil and gas extraction | 0 | 0000-All products | KTOE | EL | 2014 | nrg_110a | 0.74106
Consumption in Oil and gas extraction | 0 | 0000-All products | KTOE | EE | 2012 | nrg_110a | 0.37681
Consumption in Oil and gas extraction | 0 | 0000-All products | KTOE | ES | 2014 | nrg_110a | 0.84155
Consumption in Coke Ovens | 4220 | 4220-Blast Furnace Gas | KTOE | FI | 2011 | nrg_110a | 0.64477
Consumption in BKB / PB Plants | 6000 | 6000-Electrical energy | KTOE | EE | 2010 | nrg_110a | 0.062802
Imports | 6000 | 6000-Electrical energy | KTOE | SE | 2013 | nrg_110a | 45.6277
Imports | 6000 | 6000-Electrical energy | KTOE | BE | 2012 | nrg_110a | 60.6542
Consumption in Oil and gas extraction | 6000 | 6000-Electrical energy | KTOE | BG | 2013 | nrg_110a | 0.016747
Consumption in Coal Mines | 6000 | 6000-Electrical energy | KTOE | UA | 2014 | nrg_110a | 10.5717
Consumption in Coal Mines | 6000 | 6000-Electrical energy | KTOE | TR | 2013 | nrg_110a | 2.1018
Consumption in Coke Ovens | 6000 | 6000-Electrical energy | KTOE | ES | 2011 | nrg_110a | 0.037681
Transformation output from Coke Ovens | 0 | 0000-All products | KTOE | AT | 2013 | nrg_100a | 49.7099
Transformation output from Coke Ovens | 0 | 0000-All products | KTOE | BE | 2009 | nrg_100a | 55.9566
Consumption in Coal Mines | 0 | 0000-All products | KTOE | DE | 2013 | nrg_100a | 5.0367
Consumption in Coal Mines | 0 | 0000-All products | KTOE | TR | 2011 | nrg_100a | 2.8135
Consumption in Coke Ovens | 0 | 0000-All products | KTOE | UA | 2009 | nrg_100a | 76.0365
Consumption in Coke Ovens | 0 | 0000-All products | KTOE | TR | 2011 | nrg_100a | 9.2654
Primary production | 0 | 0000-All products | KTOE | IT | 2012 | nrg_100a | 1467.2348
Primary production | 0 | 0000-All products | KTOE | MK | 2010 | nrg_100a | 67.6545
Primary production | 0 | 0000-All products | KTOE | LU | 2009 | nrg_100a | 4.6473
Primary production | 0 | 0000-All products | KTOE | NL | 2013 | nrg_100a | 2897.0186
Imports | 0 | 0000-All products | KTOE | BG | 2009 | nrg_100a | 496.186
Imports | 0 | 0000-All products | KTOE | SI | 2014 | nrg_100a | 221.4482
Imports | 0 | 0000-All products | KTOE | SK | 2012 | nrg_100a | 621.4384
Transformation output from BKB / PB Plants | 0 | 0000-All products | KTOE | BG | 2010 | nrg_100a | 27.1221
Transformation output from BKB / PB Plants | 0 | 0000-All products | KTOE | DE | 2014 | nrg_100a | 137.662
Transformation output from BKB / PB Plants | 0 | 0000-All products | KTOE | FI | 2010 | nrg_100a | 0.49823
Consumption in Oil and gas extraction | 0 | 0000-All products | KTOE | AL | 2014 | nrg_100a | 1.1095
Imports | 6000 | 6000-Electrical energy | KTOE | AT | 2009 | nrg_105a | 70.3508
Imports | 6000 | 6000-Electrical energy | KTOE | UA | 2012 | nrg_105a | 0.32238
Consumption in Oil and gas extraction | 6000 | 6000-Electrical energy | KTOE | DE | 2010 | nrg_105a | 2.0641
Consumption in Coal Mines | 6000 | 6000-Electrical energy | KTOE | MK | 2011 | nrg_105a | 0.42287
Consumption in Coal Mines | 6000 | 6000-Electrical energy | KTOE | UK | 2010 | nrg_105a | 3.743
Primary production | 5520 | 5520-Wind power | KTOE | LU | 2013 | nrg_107a | 0.29726
Primary production | 5520 | 5520-Wind power | KTOE | NO | 2014 | nrg_107a | 7.9759
Transformation output from BKB / PB Plants | 0 | 0000-All products | KTOE | EE | 2010 | nrg_110a | 1.6789
Consumption in Coal Mines | 0 | 0000-All products | KTOE | BG | 2010 | nrg_110a | 2.2148
Consumption in Coal Mines | 0 | 0000-All products | KTOE | UA | 2011 | nrg_110a | 40.2728
Primary production | 0 | 0000-All products | KTOE | MT | 2010 | nrg_110a | 0.18841
Primary production | 0 | 0000-All products | KTOE | NO | 2012 | nrg_110a | 8497.0478
Imports | 0 | 0000-All products | KTOE | BE | 2010 | nrg_110a | 3433.0504
Imports | 0 | 0000-All products | KTOE | FI | 2011 | nrg_110a | 1125.6798
Imports | 0 | 0000-All products | KTOE | XK | 2010 | nrg_110a | 27.3272
Consumption in Coke Ovens | 0 | 0000-All products | KTOE | SK | 2010 | nrg_110a | 7.9507
Consumption in BKB / PB Plants | 0 | 0000-All products | KTOE | EE | 2009 | nrg_110a | 0.071176
Transformation input in BKB / PB Plants | 0 | 0000-All products | KTOE | UA | 2013 | nrg_110a | 3.182
Transformation output from Coke Ovens | 0 | 0000-All products | KTOE | EE | 2014 | nrg_110a | 0.71176
Transformation output from Coke Ovens | 0 | 0000-All products | KTOE | UK | 2012 | nrg_110a | 139.0855
Transformation output from Gas Works | 0 | 0000-All products | KTOE | UA | 2014 | nrg_110a | 0.73688
Consumption in Oil and gas extraction | 0 | 0000-All products | KTOE | DK | 2009 | nrg_110a | 26.3015
Consumption in Oil and gas extraction | 0 | 0000-All products | KTOE | EL | 2013 | nrg_110a | 0.87923
Consumption in Oil and gas extraction | 0 | 0000-All products | KTOE | EE | 2011 | nrg_110a | 0.46892
Consumption in Oil and gas extraction | 0 | 0000-All products | KTOE | ES | 2013 | nrg_110a | 0.41449
Consumption in Coke Ovens | 4220 | 4220-Blast Furnace Gas | KTOE | FI | 2010 | nrg_110a | 0.43961
Consumption in Coke Ovens | 4220 | 4220-Blast Furnace Gas | KTOE | UK | 2014 | nrg_110a | 2.5581
Consumption in Coke Ovens | 6000 | 6000-Electrical energy | KTOE | UA | 2014 | nrg_110a | 1.6789
Consumption in BKB / PB Plants | 6000 | 6000-Electrical energy | KTOE | EE | 2009 | nrg_110a | 0.050242
Imports | 6000 | 6000-Electrical energy | KTOE | SI | 2014 | nrg_110a | 26.1131
Imports | 6000 | 6000-Electrical energy | KTOE | SE | 2012 | nrg_110a | 42.0564
Imports | 6000 | 6000-Electrical energy | KTOE | BE | 2011 | nrg_110a | 47.4783
Imports | 6000 | 6000-Electrical energy | KTOE | FI | 2014 | nrg_110a | 77.841
Consumption in Oil and gas extraction | 6000 | 6000-Electrical energy | KTOE | BG | 2012 | nrg_110a | 0.01256
Consumption in Coal Mines | 6000 | 6000-Electrical energy | KTOE | TR | 2012 | nrg_110a | 2.6335
Consumption in Coal Mines | 6000 | 6000-Electrical energy | KTOE | UA | 2013 | nrg_110a | 23.714
Consumption in Coke Ovens | 6000 | 6000-Electrical energy | KTOE | ES | 2010 | nrg_110a | 0.0083736
Transformation output from Coke Ovens | 0 | 0000-All products | KTOE | AT | 2012 | nrg_100a | 48.8767
Transformation output from Coke Ovens | 0 | 0000-All products | KTOE | DE | 2014 | nrg_100a | 315.3833
Consumption in Coal Mines | 0 | 0000-All products | KTOE | DE | 2012 | nrg_100a | 5.1958
Consumption in Coal Mines | 0 | 0000-All products | KTOE | TR | 2010 | nrg_100a | 4.7646
Consumption in Coke Ovens | 0 | 0000-All products | KTOE | TR | 2010 | nrg_100a | 10.9652
Imports | 6000 | 6000-Electrical energy | KTOE | MD | 2012 | nrg_110a | 3.0438
Consumption in Oil and gas extraction | 6000 | 6000-Electrical energy | KTOE | PL | 2014 | nrg_110a | 0.6029
Consumption in Oil and gas extraction | 6000 | 6000-Electrical energy | KTOE | UK | 2011 | nrg_110a | 2.0725
Consumption in Coal Mines | 6000 | 6000-Electrical energy | KTOE | NO | 2012 | nrg_110a | 0.14235
Consumption in Patent Fuel Plants | 6000 | 6000-Electrical energy | KTOE | HU | 2011 | nrg_110a | 0.0041868
Consumption in Coke Ovens | 6000 | 6000-Electrical energy | KTOE | CZ | 2012 | nrg_110a | 0.42287
Consumption in Oil and gas extraction | 0 | 0000-All products | KTOE | PL | 2012 | nrg_100a | 8.7462
Consumption in Oil and gas extraction | 0 | 0000-All products | KTOE | PT | 2009 | nrg_100a | 0.13816
Consumption in Oil and gas extraction | 0 | 0000-All products | KTOE | UA | 2014 | nrg_100a | 23.668
Consumption in Coal Mines | 0 | 0000-All products | KTOE | NO | 2009 | nrg_100a | 0.26377
Consumption in Coal Mines | 0 | 0000-All products | KTOE | UK | 2010 | nrg_100a | 4.7185
Consumption in Gas Works | 0 | 0000-All products | KTOE | PL | 2011 | nrg_100a | 0.24283
Consumption in Pipeline transport | 0 | 0000-All products | KTOE | AT | 2010 | nrg_100a | 6.2425
Imports | 6000 | 6000-Electrical energy | KTOE | DK | 2013 | nrg_100a | 41.2525
Imports | 6000 | 6000-Electrical energy | KTOE | FR | 2013 | nrg_100a | 42.0732
Imports | 6000 | 6000-Electrical energy | KTOE | SK | 2011 | nrg_100a | 40.4152
Consumption in Oil and gas extraction | 6000 | 6000-Electrical energy | KTOE | EL | 2011 | nrg_100a | 0.16747
Consumption in Coke Ovens | 6000 | 6000-Electrical energy | KTOE | SK | 2014 | nrg_100a | 0.23027
Consumption in BKB / PB Plants | 6000 | 6000-Electrical energy | KTOE | EE | 2013 | nrg_100a | 0.016747
Transformation input in BKB / PB Plants | 0 | 0000-All products | KTOE | BG | 2011 | nrg_100a | 25.7739
Primary production | 0 | 0000-All products | KTOE | NL | 2009 | nrg_100a | 2636.9178
Primary production | 0 | 0000-All products | KTOE | MT | 2014 | nrg_100a | 0.53172
Imports | 0 | 0000-All products | KTOE | SI | 2010 | nrg_100a | 217.3326
Transformation output from BKB / PB Plants | 0 | 0000-All products | KTOE | DE | 2010 | nrg_100a | 125.0597
Transformation output from BKB / PB Plants | 0 | 0000-All products | KTOE | IE | 2014 | nrg_100a | 4.1407
Consumption in Oil and gas extraction | 0 | 0000-All products | KTOE | AT | 2012 | nrg_100a | 9.4831
Consumption in Oil and gas extraction | 0 | 0000-All products | KTOE | AL | 2010 | nrg_100a | 0.68245
Consumption in Oil and gas extraction | 0 | 0000-All products | KTOE | CZ | 2013 | nrg_100a | 0.16329
Consumption in Oil and gas extraction | 0 | 0000-All products | KTOE | EE | 2011 | nrg_100a | 0.46892
Consumption in Oil and gas extraction | 0 | 0000-All products | KTOE | EL | 2013 | nrg_100a | 0.87923
Consumption in Coke Ovens | 4220 | 4220-Blast Furnace Gas | KTOE | FI | 2014 | nrg_103a | 0.58197
Imports | 6000 | 6000-Electrical energy | KTOE | BE | 2014 | nrg_105a | 78.4481
Imports | 6000 | 6000-Electrical energy | KTOE | SE | 2012 | nrg_105a | 42.0564
Imports | 6000 | 6000-Electrical energy | KTOE | XK | 2012 | nrg_105a | 9.9813
Imports | 6000 | 6000-Electrical energy | KTOE | UK | 2012 | nrg_105a | 49.4712
Consumption in Oil and gas extraction | 6000 | 6000-Electrical energy | KTOE | BG | 2012 | nrg_105a | 0.01256
Consumption in Coal Mines | 6000 | 6000-Electrical energy | KTOE | BG | 2013 | nrg_105a | 1.9845
Consumption in Coal Mines | 6000 | 6000-Electrical energy | KTOE | UA | 2013 | nrg_105a | 23.714
Consumption in Coke Ovens | 6000 | 6000-Electrical energy | KTOE | ES | 2014 | nrg_105a | 0.17585
Consumption in Coke Ovens | 6000 | 6000-Electrical energy | KTOE | FR | 2011 | nrg_105a | 0.0041868
Consumption in BKB / PB Plants | 6000 | 6000-Electrical energy | KTOE | EE | 2013 | nrg_105a | 0.016747
Primary production | 5520 | 5520-Wind power | KTOE | LT | 2013 | nrg_107a | 2.1688
Primary production | 5520 | 5520-Wind power | KTOE | LU | 2009 | nrg_107a | 0.22609
Primary production | 5520 | 5520-Wind power | KTOE | NL | 2014 | nrg_107a | 20.8712
Primary production | 5520 | 5520-Wind power | KTOE | NO | 2010 | nrg_107a | 3.1652
Transformation output from BKB / PB Plants | 0 | 0000-All products | KTOE | BG | 2014 | nrg_110a | 27.838
Transformation output from BKB / PB Plants | 0 | 0000-All products | KTOE | FI | 2014 | nrg_110a | 0.18003
Consumption in Coal Mines | 0 | 0000-All products | KTOE | UK | 2014 | nrg_110a | 3.362
Primary production | 0 | 0000-All products | KTOE | NL | 2012 | nrg_110a | 2706.1047
Imports | 0 | 0000-All products | KTOE | DK | 2011 | nrg_110a | 659.1656
Consumption in Coke Ovens | 0 | 0000-All products | KTOE | UA | 2011 | nrg_110a | 81.4291
Transformation input in BKB / PB Plants | 0 | 0000-All products | KTOE | LT | 2013 | nrg_110a | 0.11723
Transformation input in BKB / PB Plants | 0 | 0000-All products | KTOE | UA | 2009 | nrg_110a | 3.3662
Transformation output from Coke Ovens | 0 | 0000-All products | KTOE | CZ | 2014 | nrg_110a | 98.3312
Transformation output from Coke Ovens | 0 | 0000-All products | KTOE | EE | 2010 | nrg_110a | 0.62802
Transformation output from Coke Ovens | 0 | 0000-All products | KTOE | UA | 2012 | nrg_110a | 706.7779
Transformation output from Gas Works | 0 | 0000-All products | KTOE | UA | 2010 | nrg_110a | 1.3775
Consumption in Oil and gas extraction | 0 | 0000-All products | KTOE | AL | 2014 | nrg_110a | 1.1095
Consumption in Oil and gas extraction | 0 | 0000-All products | KTOE | AT | 2014 | nrg_110a | 5.0158
Consumption in Oil and gas extraction | 0 | 0000-All products | KTOE | EL | 2009 | nrg_110a | 1.2979
Consumption in Oil and gas extraction | 0 | 0000-All products | KTOE | ES | 2009 | nrg_110a | 0.16747
Consumption in Coke Ovens | 4220 | 4220-Blast Furnace Gas | KTOE | TR | 2014 | nrg_110a | 7.2097
Consumption in Coke Ovens | 4220 | 4220-Blast Furnace Gas | KTOE | UK | 2010 | nrg_110a | 2.6335
Primary production | 5520 | 5520-Wind power | KTOE | LT | 2013 | nrg_110a | 2.1688
Consumption in Coke Ovens | 6000 | 6000-Electrical energy | KTOE | UA | 2010 | nrg_110a | 3.81
Imports | 6000 | 6000-Electrical energy | KTOE | SI | 2010 | nrg_110a | 31.0493
Imports | 6000 | 6000-Electrical energy | KTOE | UA | 2011 | nrg_110a | 0.11723
Imports | 6000 | 6000-Electrical energy | KTOE | FI | 2010 | nrg_110a | 56.5888
Imports | 6000 | 6000-Electrical energy | KTOE | FR | 2011 | nrg_110a | 34.202
Consumption in Coal Mines | 6000 | 6000-Electrical energy | KTOE | BG | 2012 | nrg_110a | 2.3655
Consumption in Coal Mines | 6000 | 6000-Electrical energy | KTOE | DE | 2011 | nrg_110a | 8.7462
Consumption in Coal Mines | 6000 | 6000-Electrical energy | KTOE | CZ | 2013 | nrg_110a | 4.6515
Consumption in Coal Mines | 6000 | 6000-Electrical energy | KTOE | UA | 2009 | nrg_110a | 23.7517
Transformation output from Coke Ovens | 0 | 0000-All products | KTOE | DE | 2010 | nrg_100a | 294.0264
Transformation output from Coke Ovens | 0 | 0000-All products | KTOE | UK | 2014 | nrg_100a | 136.7702
Consumption in Coke Ovens | 0 | 0000-All products | KTOE | FI | 2012 | nrg_100a | 3.1527
Consumption in Coke Ovens | 0 | 0000-All products | KTOE | SK | 2012 | nrg_100a | 8.001
Consumption in Coke Ovens | 0 | 0000-All products | KTOE | IT | 2013 | nrg_100a | 2.4032
Consumption in Coke Ovens | 0 | 0000-All products | KTOE | HU | 2013 | nrg_100a | 3.0815
Consumption in Coke Ovens | 0 | 0000-All products | KTOE | SE | 2011 | nrg_100a | 5.447
Imports | 6000 | 6000-Electrical energy | KTOE | BE | 2013 | nrg_100a | 62.0735
Imports | 6000 | 6000-Electrical energy | KTOE | FI | 2014 | nrg_100a | 77.841
Imports | 6000 | 6000-Electrical energy | KTOE | UK | 2013 | nrg_100a | 63.1202
Consumption in Oil and gas extraction | 6000 | 6000-Electrical energy | KTOE | AL | 2013 | nrg_100a | 0.9839
Consumption in Oil and gas extraction | 6000 | 6000-Electrical energy | KTOE | AT | 2011 | nrg_100a | 0.62802
Consumption in Oil and gas extraction | 6000 | 6000-Electrical energy | KTOE | CZ | 2012 | nrg_100a | 0.025121
Consumption in Coal Mines | 6000 | 6000-Electrical energy | KTOE | UA | 2011 | nrg_100a | 25.0371
Consumption in Coke Ovens | 6000 | 6000-Electrical energy | KTOE | SK | 2009 | nrg_100a | 0.19259
Transformation input in BKB / PB Plants | 0 | 0000-All products | KTOE | UA | 2012 | nrg_100a | 3.4499
Primary production | 0 | 0000-All products | KTOE | LT | 2014 | nrg_100a | 62.2745
Primary production | 0 | 0000-All products | KTOE | MT | 2009 | nrg_100a | 0.037681
Imports | 0 | 0000-All products | KTOE | BE | 2010 | nrg_100a | 3433.0504
Imports | 0 | 0000-All products | KTOE | FR | 2014 | nrg_100a | 6180.55
Imports | 0 | 0000-All products | KTOE | UK | 2012 | nrg_100a | 6791.6553
Transformation output from BKB / PB Plants | 0 | 0000-All products | KTOE | EE | 2013 | nrg_100a | 1.1221
Transformation output from BKB / PB Plants | 0 | 0000-All products | KTOE | IE | 2009 | nrg_100a | 4.8609
Consumption in Oil and gas extraction | 0 | 0000-All products | KTOE | DE | 2011 | nrg_100a | 10.3665
Consumption in Oil and gas extraction | 0 | 0000-All products | KTOE | ES | 2012 | nrg_100a | 0.3475
Imports | 2112 | 2112-Patent Fuels | KTOE | SK | 2011 | nrg_101a | 0.35169
Imports | 2112 | 2112-Patent Fuels | KTOE | UK | 2014 | nrg_101a | 0.41031
Consumption in Coke Ovens | 4220 | 4220-Blast Furnace Gas | KTOE | FI | 2009 | nrg_103a | 0.48986
Consumption in Coke Ovens | 4220 | 4220-Blast Furnace Gas | KTOE | UK | 2013 | nrg_103a | 2.7047
Imports | 6000 | 6000-Electrical energy | KTOE | BE | 2009 | nrg_105a | 34.1475
Consumption in Oil and gas extraction | 6000 | 6000-Electrical energy | KTOE | EL | 2012 | nrg_105a | 0.18003
Consumption in Coal Mines | 6000 | 6000-Electrical energy | KTOE | CZ | 2010 | nrg_105a | 4.6599
Consumption in Coke Ovens | 6000 | 6000-Electrical energy | KTOE | ES | 2009 | nrg_105a | 0.01256
Primary production | 5520 | 5520-Wind power | KTOE | LV | 2014 | nrg_107a | 0.5066
Primary production | 5520 | 5520-Wind power | KTOE | NL | 2009 | nrg_107a | 16.4918
Transformation output from BKB / PB Plants | 0 | 0000-All products | KTOE | BG | 2009 | nrg_110a | 33.44
Transformation output from BKB / PB Plants | 0 | 0000-All products | KTOE | DE | 2013 | nrg_110a | 139.4581
Transformation output from BKB / PB Plants | 0 | 0000-All products | KTOE | FI | 2009 | nrg_110a | 0.84155
Consumption in Coal Mines | 0 | 0000-All products | KTOE | UK | 2009 | nrg_110a | 4.4966
Transformation input in Coke Ovens | 0 | 0000-All products | KTOE | BE | 2010 | nrg_110a | 75.9946
Transformation input in Coke Ovens | 0 | 0000-All products | KTOE | CZ | 2010 | nrg_110a | 97.2007
Consumption in Coke Ovens | 0 | 0000-All products | KTOE | UK | 2011 | nrg_110a | 16.249
Transformation input in BKB / PB Plants | 0 | 0000-All products | KTOE | IE | 2014 | nrg_110a | 4.5636
Transformation output from Gas Works | 0 | 0000-All products | KTOE | HR | 2012 | nrg_110a | 0.096296
Transformation output from Coke Ovens | 0 | 0000-All products | KTOE | BE | 2013 | nrg_110a | 63.3882
Transformation output from Coke Ovens | 0 | 0000-All products | KTOE | CZ | 2009 | nrg_110a | 89.3547
Consumption in Oil and gas extraction | 0 | 0000-All products | KTOE | AT | 2009 | nrg_110a | 9.3826
Consumption in Oil and gas extraction | 0 | 0000-All products | KTOE | AL | 2009 | nrg_110a | 0.95459
Consumption in Oil and gas extraction | 0 | 0000-All products | KTOE | DE | 2014 | nrg_110a | 10.3791
Consumption in Oil and gas extraction | 0 | 0000-All products | KTOE | CZ | 2010 | nrg_110a | 0.15491
Imports | 2112 | 2112-Patent Fuels | KTOE | BE | 2014 | nrg_110a | 0.29308
Imports | 2112 | 2112-Patent Fuels | KTOE | FR | 2012 | nrg_110a | 2.6084
Consumption in Coke Ovens | 4220 | 4220-Blast Furnace Gas | KTOE | TR | 2009 | nrg_110a | 4.7269
Primary production | 5520 | 5520-Wind power | KTOE | LU | 2014 | nrg_110a | 0.28889
Primary production | 5520 | 5520-Wind power | KTOE | NL | 2013 | nrg_110a | 20.2557
Consumption in Coke Ovens | 6000 | 6000-Electrical energy | KTOE | SK | 2013 | nrg_110a | 0.23027
Imports | 6000 | 6000-Electrical energy | KTOE | UK | 2011 | nrg_110a | 31.2796
Imports | 6000 | 6000-Electrical energy | KTOE | BG | 2012 | nrg_110a | 8.4699
Consumption in Oil and gas extraction | 6000 | 6000-Electrical energy | KTOE | AT | 2013 | nrg_110a | 0.81643
Consumption in Oil and gas extraction | 6000 | 6000-Electrical energy | KTOE | AL | 2011 | nrg_110a | 1.0802
Consumption in Oil and gas extraction | 6000 | 6000-Electrical energy | KTOE | CZ | 2014 | nrg_110a | 0.054428
Consumption in Oil and gas extraction | 6000 | 6000-Electrical energy | KTOE | EL | 2014 | nrg_110a | 0.18003
Transformation output from Coke Ovens | 0 | 0000-All products | KTOE | EE | 2011 | nrg_100a | 0.68245
Transformation output from Coke Ovens | 0 | 0000-All products | KTOE | UA | 2013 | nrg_100a | 670.135
Transformation output from Coke Ovens | 0 | 0000-All products | KTOE | UK | 2009 | nrg_100a | 136.6446
Transformation output from Gas Works | 0 | 0000-All products | KTOE | HR | 2010 | nrg_100a | 0.17585
Consumption in Coal Mines | 0 | 0000-All products | KTOE | BG | 2012 | nrg_100a | 2.5246
Consumption in Coal Mines | 0 | 0000-All products | KTOE | UA | 2013 | nrg_100a | 35.9186
Consumption in Coke Ovens | 0 | 0000-All products | KTOE | UK | 2011 | nrg_100a | 16.249
Consumption in BKB / PB Plants | 0 | 0000-All products | KTOE | EE | 2014 | nrg_100a | 0.020934
Consumption in BKB / PB Plants | 0 | 0000-All products | KTOE | BG | 2014 | nrg_100a | 6.8412
Consumption in Pipeline transport | 0 | 0000-All products | KTOE | BG | 2014 | nrg_100a | 7.1301
Imports | 6000 | 6000-Electrical energy | KTOE | BE | 2012 | nrg_100a | 60.6542
Imports | 6000 | 6000-Electrical energy | KTOE | FI | 2013 | nrg_100a | 63.3295
Imports | 6000 | 6000-Electrical energy | KTOE | UK | 2012 | nrg_100a | 49.4712
Consumption in Oil and gas extraction | 6000 | 6000-Electrical energy | KTOE | AL | 2012 | nrg_100a | 0.97552
Consumption in Oil and gas extraction | 6000 | 6000-Electrical energy | KTOE | AT | 2010 | nrg_100a | 0.54847
Consumption in Oil and gas extraction | 6000 | 6000-Electrical energy | KTOE | CZ | 2011 | nrg_100a | 0.016747
Consumption in Oil and gas extraction | 6000 | 6000-Electrical energy | KTOE | DE | 2014 | nrg_100a | 2.2274
Consumption in Coal Mines | 6000 | 6000-Electrical energy | KTOE | TR | 2014 | nrg_100a | 2.4367
Consumption in Coal Mines | 6000 | 6000-Electrical energy | KTOE | UA | 2010 | nrg_100a | 24.095
Transformation input in BKB / PB Plants | 0 | 0000-All products | KTOE | UA | 2011 | nrg_100a | 2.9098
Primary production | 0 | 0000-All products | KTOE | LT | 2013 | nrg_100a | 59.2097
Imports | 0 | 0000-All products | KTOE | BE | 2009 | nrg_100a | 3201.5245
Imports | 0 | 0000-All products | KTOE | FR | 2013 | nrg_100a | 6473.0775
Imports | 0 | 0000-All products | KTOE | UK | 2011 | nrg_100a | 6310.8599
Transformation output from BKB / PB Plants | 0 | 0000-All products | KTOE | EE | 2012 | nrg_100a | 1.0383
Consumption in Oil and gas extraction | 0 | 0000-All products | KTOE | BE | 2011 | nrg_100a | 0.0041868
Consumption in Oil and gas extraction | 0 | 0000-All products | KTOE | DE | 2010 | nrg_100a | 9.952
Consumption in Oil and gas extraction | 0 | 0000-All products | KTOE | ES | 2011 | nrg_100a | 0.17585
Imports | 2112 | 2112-Patent Fuels | KTOE | SK | 2010 | nrg_101a | 0.26377
Imports | 2112 | 2112-Patent Fuels | KTOE | UK | 2013 | nrg_101a | 0.43961
Imports | 2112 | 2112-Patent Fuels | KTOE | BE | 2014 | nrg_101a | 0.29308
Consumption in Coke Ovens | 4220 | 4220-Blast Furnace Gas | KTOE | UK | 2012 | nrg_103a | 2.42
Imports | 6000 | 6000-Electrical energy | KTOE | SI | 2014 | nrg_105a | 26.1131
Consumption in Oil and gas extraction | 6000 | 6000-Electrical energy | KTOE | EL | 2011 | nrg_105a | 0.16747
Consumption in Coal Mines | 6000 | 6000-Electrical energy | KTOE | CZ | 2009 | nrg_105a | 5.3047
Primary production | 5520 | 5520-Wind power | KTOE | LV | 2013 | nrg_107a | 0.43124
Transformation output from BKB / PB Plants | 0 | 0000-All products | KTOE | DE | 2012 | nrg_110a | 135.7193
Imports | 0 | 0000-All products | KTOE | SI | 2014 | nrg_110a | 221.4482
Imports | 0 | 0000-All products | KTOE | UA | 2014 | nrg_110a | 1445.6518
Transformation input in Coke Ovens | 0 | 0000-All products | KTOE | BE | 2009 | nrg_110a | 59.9927
Transformation input in Coke Ovens | 0 | 0000-All products | KTOE | CZ | 2009 | nrg_110a | 88.3289
Consumption in Coke Ovens | 0 | 0000-All products | KTOE | TR | 2014 | nrg_110a | 14.4738
Consumption in Coke Ovens | 0 | 0000-All products | KTOE | UK | 2010 | nrg_110a | 17.2203
Transformation input in BKB / PB Plants | 0 | 0000-All products | KTOE | IE | 2013 | nrg_110a | 4.9739
Transformation output from Gas Works | 0 | 0000-All products | KTOE | HR | 2011 | nrg_110a | 0.12979
Transformation output from Coke Ovens | 0 | 0000-All products | KTOE | BE | 2012 | nrg_110a | 68.5547
Consumption in Oil and gas extraction | 0 | 0000-All products | KTOE | DE | 2013 | nrg_110a | 10.4712
Consumption in Oil and gas extraction | 0 | 0000-All products | KTOE | CZ | 2009 | nrg_110a | 0.10886
Imports | 2112 | 2112-Patent Fuels | KTOE | BE | 2013 | nrg_110a | 0.41031
Imports | 2112 | 2112-Patent Fuels | KTOE | FR | 2011 | nrg_110a | 2.3739
Imports | 2112 | 2112-Patent Fuels | KTOE | SK | 2014 | nrg_110a | 0.26377
Consumption in Coke Ovens | 4220 | 4220-Blast Furnace Gas | KTOE | SK | 2014 | nrg_110a | 4.7604
Primary production | 5520 | 5520-Wind power | KTOE | LU | 2013 | nrg_110a | 0.29726
Primary production | 5520 | 5520-Wind power | KTOE | NL | 2012 | nrg_110a | 17.9321
Consumption in Coke Ovens | 6000 | 6000-Electrical energy | KTOE | SK | 2012 | nrg_110a | 0.23446
Imports | 6000 | 6000-Electrical energy | KTOE | UK | 2010 | nrg_110a | 25.7195
Imports | 6000 | 6000-Electrical energy | KTOE | XK | 2014 | nrg_110a | 3.4792
Imports | 6000 | 6000-Electrical energy | KTOE | BG | 2011 | nrg_110a | 5.2168
Consumption in Oil and gas extraction | 6000 | 6000-Electrical energy | KTOE | AT | 2012 | nrg_110a | 0.81643
Consumption in Oil and gas extraction | 6000 | 6000-Electrical energy | KTOE | CZ | 2013 | nrg_110a | 0.025121
Consumption in Oil and gas extraction | 6000 | 6000-Electrical energy | KTOE | EL | 2013 | nrg_110a | 0.17585
Transformation output from Coke Ovens | 0 | 0000-All products | KTOE | CZ | 2014 | nrg_100a | 98.3312
Transformation output from Coke Ovens | 0 | 0000-All products | KTOE | EE | 2010 | nrg_100a | 0.62802
Transformation output from Coke Ovens | 0 | 0000-All products | KTOE | UA | 2012 | nrg_100a | 706.7779
Transformation output from Gas Works | 0 | 0000-All products | KTOE | HR | 2009 | nrg_100a | 0.19678
Consumption in Coal Mines | 0 | 0000-All products | KTOE | BG | 2011 | nrg_100a | 2.3697
Consumption in Coal Mines | 0 | 0000-All products | KTOE | UA | 2012 | nrg_100a | 39.6699
Consumption in Coke Ovens | 0 | 0000-All products | KTOE | ES | 2014 | nrg_100a | 6.9585
Consumption in Coke Ovens | 0 | 0000-All products | KTOE | UK | 2010 | nrg_100a | 17.2203
Consumption in BKB / PB Plants | 0 | 0000-All products | KTOE | EE | 2013 | nrg_100a | 0.016747
Transformation input in BKB / PB Plants | 0 | 0000-All products | KTOE | LT | 2011 | nrg_100a | 0.11723
Primary production | 0 | 0000-All products | KTOE | LT | 2009 | nrg_100a | 173.6643
Imports | 0 | 0000-All products | KTOE | FI | 2014 | nrg_100a | 1100.7265
Imports | 0 | 0000-All products | KTOE | FR | 2009 | nrg_100a | 6939.4452
Imports | 0 | 0000-All products | KTOE | XK | 2012 | nrg_100a | 36.6973
Consumption in Oil and gas extraction | 0 | 0000-All products | KTOE | BG | 2012 | nrg_100a | 0.050242
Consumption in Oil and gas extraction | 0 | 0000-All products | KTOE | DK | 2013 | nrg_100a | 23.4168
Imports | 2112 | 2112-Patent Fuels | KTOE | UK | 2009 | nrg_101a | 0.17585
Imports | 2112 | 2112-Patent Fuels | KTOE | BE | 2010 | nrg_101a | 0.29308
Consumption in Coke Ovens | 4220 | 4220-Blast Furnace Gas | KTOE | ES | 2013 | nrg_103a | 1.0969
Consumption in Coke Ovens | 4220 | 4220-Blast Furnace Gas | KTOE | SK | 2012 | nrg_103a | 4.8106
Consumption in Coke Ovens | 4220 | 4220-Blast Furnace Gas | KTOE | TR | 2012 | nrg_103a | 6.1002
Imports | 6000 | 6000-Electrical energy | KTOE | DK | 2013 | nrg_105a | 41.2525
Imports | 6000 | 6000-Electrical energy | KTOE | FI | 2012 | nrg_105a | 68.7221
Imports | 6000 | 6000-Electrical energy | KTOE | SI | 2010 | nrg_105a | 31.0493
Consumption in Oil and gas extraction | 6000 | 6000-Electrical energy | KTOE | AT | 2012 | nrg_105a | 0.81643
Consumption in Oil and gas extraction | 6000 | 6000-Electrical energy | KTOE | AL | 2012 | nrg_105a | 0.97552
Consumption in Oil and gas extraction | 6000 | 6000-Electrical energy | KTOE | CZ | 2013 | nrg_105a | 0.025121
Consumption in Coke Ovens | 6000 | 6000-Electrical energy | KTOE | SK | 2014 | nrg_105a | 0.23027
Consumption in Coke Ovens | 6000 | 6000-Electrical energy | KTOE | UA | 2011 | nrg_105a | 3.4918
Primary production | 5520 | 5520-Wind power | KTOE | LV | 2009 | nrg_107a | 0.18003
Transformation output from BKB / PB Plants | 0 | 0000-All products | KTOE | IE | 2012 | nrg_110a | 3.9398
Consumption in Coal Mines | 0 | 0000-All products | KTOE | DE | 2013 | nrg_110a | 5.0367
Consumption in Coke Ovens | 0 | 0000-All products | KTOE | ES | 2012 | nrg_110a | 22.4245
Consumption in Coke Ovens | 0 | 0000-All products | KTOE | FI | 2014 | nrg_110a | 3.0061
Consumption in Coke Ovens | 0 | 0000-All products | KTOE | FR | 2014 | nrg_110a | 14.0425
Primary production | 0 | 0000-All products | KTOE | LT | 2013 | nrg_110a | 59.2097
Primary production | 0 | 0000-All products | KTOE | LU | 2011 | nrg_110a | 4.7311
Primary production | 0 | 0000-All products | KTOE | LV | 2013 | nrg_110a | 89.7441
Imports | 0 | 0000-All products | KTOE | SI | 2010 | nrg_110a | 217.3326
Imports | 0 | 0000-All products | KTOE | UA | 2010 | nrg_110a | 2152.5846
Imports | 0 | 0000-All products | KTOE | UK | 2012 | nrg_110a | 6791.6553
Consumption in Coke Ovens | 0 | 0000-All products | KTOE | TR | 2010 | nrg_110a | 10.9652
Transformation input in BKB / PB Plants | 0 | 0000-All products | KTOE | BG | 2013 | nrg_110a | 42.9314
Transformation input in BKB / PB Plants | 0 | 0000-All products | KTOE | IE | 2009 | nrg_110a | 4.7478
Transformation output from Coke Ovens | 0 | 0000-All products | KTOE | AT | 2012 | nrg_110a | 48.8767
Transformation output from Coke Ovens | 0 | 0000-All products | KTOE | DE | 2014 | nrg_110a | 315.3833
Consumption in Oil and gas extraction | 0 | 0000-All products | KTOE | DE | 2009 | nrg_110a | 9.9478
Consumption in Oil and gas extraction | 0 | 0000-All products | KTOE | BG | 2014 | nrg_110a | 0.046055
Imports | 2112 | 2112-Patent Fuels | KTOE | BE | 2009 | nrg_110a | 0.23446
Imports | 2112 | 2112-Patent Fuels | KTOE | SK | 2010 | nrg_110a | 0.26377
Imports | 2112 | 2112-Patent Fuels | KTOE | UK | 2013 | nrg_110a | 0.43961
Consumption in Coke Ovens | 4220 | 4220-Blast Furnace Gas | KTOE | ES | 2010 | nrg_110a | 1.4696
Consumption in Coke Ovens | 4220 | 4220-Blast Furnace Gas | KTOE | SK | 2010 | nrg_110a | 5.02
Primary production | 5520 | 5520-Wind power | KTOE | IT | 2012 | nrg_110a | 48.2654
Primary production | 5520 | 5520-Wind power | KTOE | LU | 2009 | nrg_110a | 0.22609
Imports | 6000 | 6000-Electrical energy | KTOE | XK | 2010 | nrg_110a | 2.9475
Consumption in Oil and gas extraction | 6000 | 6000-Electrical energy | KTOE | CZ | 2009 | nrg_110a | 0.020934
Consumption in Oil and gas extraction | 6000 | 6000-Electrical energy | KTOE | DE | 2012 | nrg_110a | 2.286
Consumption in Oil and gas extraction | 6000 | 6000-Electrical energy | KTOE | EL | 2009 | nrg_110a | 0.18422
Transformation output from Coke Ovens | 0 | 0000-All products | KTOE | BE | 2014 | nrg_100a | 54.2107
Transformation output from Coke Ovens | 0 | 0000-All products | KTOE | CZ | 2010 | nrg_100a | 98.1009
Transformation output from Gas Works | 0 | 0000-All products | KTOE | UA | 2012 | nrg_100a | 0.79968
Consumption in Coke Ovens | 0 | 0000-All products | KTOE | ES | 2010 | nrg_100a | 23.0818
Consumption in Coke Ovens | 0 | 0000-All products | KTOE | UA | 2014 | nrg_100a | 36.5382
Consumption in BKB / PB Plants | 0 | 0000-All products | KTOE | EE | 2009 | nrg_100a | 0.071176
Consumption in Oil and gas extraction | 0 | 0000-All products | KTOE | UA | 2010 | nrg_100a | 33.4693
Consumption in Oil and gas extraction | 0 | 0000-All products | KTOE | UK | 2011 | nrg_100a | 197.9184
Consumption in Coal Mines | 0 | 0000-All products | KTOE | RS | 2012 | nrg_100a | 1.4905
Consumption in Coal Mines | 0 | 0000-All products | KTOE | SI | 2014 | nrg_100a | 0.25958
Consumption in Coke Ovens | 0 | 0000-All products | KTOE | BE | 2012 | nrg_100a | 5.8825
Consumption in Coke Ovens | 0 | 0000-All products | KTOE | IT | 2014 | nrg_100a | 1.3984
Consumption in Coke Ovens | 0 | 0000-All products | KTOE | HU | 2014 | nrg_100a | 3.0857
Consumption in Coke Ovens | 0 | 0000-All products | KTOE | SE | 2012 | nrg_100a | 4.2035
Imports | 6000 | 6000-Electrical energy | KTOE | BE | 2014 | nrg_100a | 78.4481
Imports | 6000 | 6000-Electrical energy | KTOE | DK | 2009 | nrg_100a | 40.3482
Imports | 6000 | 6000-Electrical energy | KTOE | FR | 2009 | nrg_100a | 66.6622
Imports | 6000 | 6000-Electrical energy | KTOE | UK | 2014 | nrg_100a | 83.6732
Consumption in Oil and gas extraction | 6000 | 6000-Electrical energy | KTOE | AL | 2014 | nrg_100a | 0.21771
Consumption in Oil and gas extraction | 6000 | 6000-Electrical energy | KTOE | AT | 2012 | nrg_100a | 0.81643
Consumption in Oil and gas extraction | 6000 | 6000-Electrical energy | KTOE | CZ | 2013 | nrg_100a | 0.025121
Consumption in Coal Mines | 6000 | 6000-Electrical energy | KTOE | UA | 2012 | nrg_100a | 24.9491
Consumption in Coke Ovens | 6000 | 6000-Electrical energy | KTOE | SK | 2010 | nrg_100a | 0.20515
Consumption in BKB / PB Plants | 6000 | 6000-Electrical energy | KTOE | EE | 2009 | nrg_100a | 0.050242
Transformation input in BKB / PB Plants | 0 | 0000-All products | KTOE | UA | 2013 | nrg_100a | 3.182
Primary production | 0 | 0000-All products | KTOE | MT | 2010 | nrg_100a | 0.18841
Imports | 0 | 0000-All products | KTOE | BE | 2011 | nrg_100a | 3239.7584
Imports | 0 | 0000-All products | KTOE | UK | 2013 | nrg_100a | 6961.7608
Transformation output from BKB / PB Plants | 0 | 0000-All products | KTOE | EE | 2014 | nrg_100a | 1.2393
Transformation output from BKB / PB Plants | 0 | 0000-All products | KTOE | IE | 2010 | nrg_100a | 4.7604
Consumption in Oil and gas extraction | 0 | 0000-All products | KTOE | DE | 2012 | nrg_100a | 9.839
Consumption in Oil and gas extraction | 0 | 0000-All products | KTOE | CZ | 2009 | nrg_100a | 0.10886
Consumption in Oil and gas extraction | 0 | 0000-All products | KTOE | EL | 2009 | nrg_100a | 1.2979
Consumption in Oil and gas extraction | 0 | 0000-All products | KTOE | ES | 2013 | nrg_100a | 0.41449
Imports | 2112 | 2112-Patent Fuels | KTOE | SK | 2012 | nrg_101a | 0.32238
Consumption in Coke Ovens | 4220 | 4220-Blast Furnace Gas | KTOE | FI | 2010 | nrg_103a | 0.43961
Consumption in Coke Ovens | 4220 | 4220-Blast Furnace Gas | KTOE | UK | 2014 | nrg_103a | 2.5581
Imports | 6000 | 6000-Electrical energy | KTOE | BE | 2010 | nrg_105a | 44.6229
Consumption in Oil and gas extraction | 6000 | 6000-Electrical energy | KTOE | EL | 2013 | nrg_105a | 0.17585
Consumption in Coal Mines | 6000 | 6000-Electrical energy | KTOE | BG | 2009 | nrg_105a | 2.3237
Consumption in Coal Mines | 6000 | 6000-Electrical energy | KTOE | CZ | 2011 | nrg_105a | 4.2663
Consumption in Coal Mines | 6000 | 6000-Electrical energy | KTOE | DE | 2013 | nrg_105a | 4.0026
Consumption in Coal Mines | 6000 | 6000-Electrical energy | KTOE | UA | 2009 | nrg_105a | 23.7517
Consumption in Coke Ovens | 6000 | 6000-Electrical energy | KTOE | ES | 2010 | nrg_105a | 0.0083736
Consumption in BKB / PB Plants | 6000 | 6000-Electrical energy | KTOE | EE | 2009 | nrg_105a | 0.050242
Primary production | 5520 | 5520-Wind power | KTOE | LT | 2009 | nrg_107a | 0.5694
Primary production | 5520 | 5520-Wind power | KTOE | NL | 2010 | nrg_107a | 14.3775
Transformation output from BKB / PB Plants | 0 | 0000-All products | KTOE | BG | 2010 | nrg_110a | 27.1221
Transformation output from BKB / PB Plants | 0 | 0000-All products | KTOE | DE | 2014 | nrg_110a | 137.662
Transformation output from BKB / PB Plants | 0 | 0000-All products | KTOE | FI | 2010 | nrg_110a | 0.49823
Consumption in Coal Mines | 0 | 0000-All products | KTOE | UK | 2010 | nrg_110a | 4.7185
Transformation input in Coke Ovens | 0 | 0000-All products | KTOE | BE | 2011 | nrg_110a | 75.4671
Transformation input in Coke Ovens | 0 | 0000-All products | KTOE | CZ | 2011 | nrg_110a | 99.1979
Consumption in Coke Ovens | 0 | 0000-All products | KTOE | UK | 2012 | nrg_110a | 15.6419
Transformation input in BKB / PB Plants | 0 | 0000-All products | KTOE | LT | 2009 | nrg_110a | 0.15072
Transformation output from Gas Works | 0 | 0000-All products | KTOE | HR | 2013 | nrg_110a | 0.066989
Transformation output from Coke Ovens | 0 | 0000-All products | KTOE | BE | 2014 | nrg_110a | 54.2107
Transformation output from Coke Ovens | 0 | 0000-All products | KTOE | CZ | 2010 | nrg_110a | 98.1009
Consumption in Oil and gas extraction | 0 | 0000-All products | KTOE | AT | 2010 | nrg_110a | 8.4992
Consumption in Oil and gas extraction | 0 | 0000-All products | KTOE | AL | 2010 | nrg_110a | 0.68245
Consumption in Oil and gas extraction | 0 | 0000-All products | KTOE | CZ | 2011 | nrg_110a | 0.1591
Imports | 2112 | 2112-Patent Fuels | KTOE | FR | 2013 | nrg_110a | 2.0515
Consumption in Coke Ovens | 4220 | 4220-Blast Furnace Gas | KTOE | TR | 2010 | nrg_110a | 5.8741
Primary production | 5520 | 5520-Wind power | KTOE | LT | 2009 | nrg_110a | 0.5694
Primary production | 5520 | 5520-Wind power | KTOE | NL | 2014 | nrg_110a | 20.8712
Consumption in Coke Ovens | 6000 | 6000-Electrical energy | KTOE | SK | 2014 | nrg_110a | 0.23027
Imports | 6000 | 6000-Electrical energy | KTOE | UK | 2012 | nrg_110a | 49.4712
Imports | 6000 | 6000-Electrical energy | KTOE | BG | 2013 | nrg_110a | 12.0622
Consumption in Coal Mines | 6000 | 6000-Electrical energy | KTOE | CZ | 2009 | nrg_110a | 5.3047
Consumption in Oil and gas extraction | 6000 | 6000-Electrical energy | KTOE | AT | 2014 | nrg_110a | 1.0676
Consumption in Oil and gas extraction | 6000 | 6000-Electrical energy | KTOE | AL | 2012 | nrg_110a | 0.97552
Transformation output from Coke Ovens | 0 | 0000-All products | KTOE | EE | 2012 | nrg_100a | 0.71176
Transformation output from Coke Ovens | 0 | 0000-All products | KTOE | UA | 2014 | nrg_100a | 511.6898
Transformation output from Coke Ovens | 0 | 0000-All products | KTOE | UK | 2010 | nrg_100a | 149.4604
Transformation output from Gas Works | 0 | 0000-All products | KTOE | HR | 2011 | nrg_100a | 0.12979
Consumption in Coal Mines | 0 | 0000-All products | KTOE | BG | 2013 | nrg_100a | 2.152
Consumption in Coal Mines | 0 | 0000-All products | KTOE | UA | 2014 | nrg_100a | 16.6593
Consumption in Coke Ovens | 0 | 0000-All products | KTOE | UK | 2012 | nrg_100a | 15.6419

## NOUSE-Eurostat B_101008
Complete energy balances - annual data [nrg_110a]
Last update | 2016-06-09 12:15
Extracted on | 2016-12-22 11:57 |  | 1000
Source of data | Eurostat
| AL | AT | BE | BG | CY | CZ | DE | DK | EL | ES | FI | FR | HR | HU | IE | IT | LT | MD | MK | NL | NO | PL | PT | RO | RS | SE | SI | SK | UK
UNIT | Eurostat AL: Terajoule - converted to PJ
INDIC_NRG | Eurostat AL: Transformation input in Refineries
Code | AL | AT | BE | BG | CY | CZ | DE | DK | EL | ES | FI | FR | HR | HU | IE | IT | LT |  | MK | NL | NO | PL | PT | RO | RS | SE | SI | SK | UK |  | BA
GEO | Albania | Austria | Belgium | Bulgaria | Cyprus | Czech Republic | Germany (until 1990 former territory of the FRG) | Denmark | Greece | Spain | Finland | France | Croatia | Hungary | Ireland | Italy | Lithuania |  | Former Yugoslav Republic of Macedonia, the | Netherlands | Norway | Poland | Portugal | Romania | Serbia | Sweden | Slovenia | Slovakia | United Kingdom | Turkey | Bosnia and Herzegovina | Moldova | Ukraine
TIME/PRODUCT | Crude oil (without NGL) | Crude oil (without NGL) | Crude oil (without NGL) | Crude oil (without NGL) | Crude oil (without NGL) | Crude oil (without NGL) | Crude oil (without NGL) | Crude oil (without NGL) | Crude oil (without NGL) | Crude oil (without NGL) | Crude oil (without NGL) | Crude oil (without NGL) | Crude oil (without NGL) | Crude oil (without NGL) | Crude oil (without NGL) | Crude oil (without NGL) | Crude oil (without NGL) |  | Crude oil (without NGL) | Crude oil (without NGL) | Crude oil (without NGL) | Crude oil (without NGL) | Crude oil (without NGL) | Crude oil (without NGL) | Crude oil (without NGL) | Crude oil (without NGL) | Crude oil (without NGL) | Crude oil (without NGL) | Crude oil (without NGL) | Crude oil (without NGL) | Crude oil (without NGL) | Crude oil (without NGL) | Crude oil (without NGL)
1990 | 42.2 | 325.341 | 1056.001 | 328.363 | 26.748 | 307.017 | 3886.353 | 306.794 | 609.141 | 2109.845 | 423.032 | 3049.113 | 286.403 | 330.538 | 72.62 | 3297.591 | 392.809 | 0 | 50.02 | 2025.851 | 542.103 | 528.777 | 465.572 | 691.915 | 197.099 | 731.715 | 21.506 | 283.288 | 3333.644 | 965.839 | : | : | 2507.702
1991 | 38.267 | 337.908 | 1194.166 | 190.559 | 31.784 | 268.71 | 3930.822 | 331.57 | 540.799 | 2231.286 | 439.304 | 3223.41 | 188.852 | 313.3 | 75.989 | 3217.747 | 479.751 | 0 | 39.384 | 2191.543 | 520.594 | 478.33 | 404.481 | 459.724 | 140.763 | 731.413 | 22.707 | 229.109 | 3413.354 | 946.356 | : | : | 2194.134
1992 | 30.736 | 357.974 | 1197.578 | 101.279 | 30.676 | 279.895 | 4285.939 | 352.02 | 569.338 | 2307.328 | 406.997 | 3101.622 | 163.431 | 319.31 | 83.958 | 3378.691 | 166.022 | 0 | 36.929 | 2284.763 | 581.729 | 524.719 | 475.629 | 543.49 | 74.237 | 827.292 | 21.878 | 198.588 | 3450.304 | 971.186 | : | : | 1503.512
1993 | 24.879 | 355.157 | 1151.2 | 228.121 | 32.79 | 260.978 | 4379.613 | 353.838 | 476.461 | 2233.146 | 390.856 | 3285.328 | 205.211 | 332.474 | 78.949 | 3431.652 | 208.891 | 0 | 37.798 | 2305.427 | 581.883 | 539.959 | 457.857 | 560.773 | 52.636 | 834.972 | 20.114 | 197.658 | 3651.254 | 1074.175 | : | : | 918.578
1994 | 22.096 | 373.104 | 1177.277 | 280.139 | 38.246 | 275.55 | 4594.904 | 363.299 | 594.238 | 2304.23 | 434.688 | 3260.597 | 207.753 | 312.219 | 95.567 | 3361.888 | 149.462 | 0 | 7.05 | 2284.051 | 601.965 | 519.254 | 573.284 | 625.45 | 50.644 | 790.097 | 13.603 | 209.214 | 3561.746 | 1049.782 | : | : | 789.364
1995 | 20.552 | 359.404 | 1098.34 | 310.069 | 34.827 | 290.889 | 4386.719 | 412.296 | 629.734 | 2330.732 | 425.5 | 3363.058 | 224.602 | 315.579 | 94.92 | 3298.621 | 130.015 | 0 | 4.678 | 2359.098 | 545.544 | 519.06 | 545.929 | 613.026 | 48.523 | 810.018 | 21.14 | 209.593 | 3603.754 | 1147.234 | : | : | 667.597
1996 | 19.543 | 367.421 | 1315.41 | 288.002 | 31.895 | 317.209 | 4436.108 | 448.49 | 757.076 | 2243.561 | 415.9 | 3556.609 | 203.684 | 289.529 | 90.365 | 3385.109 | 153.856 | 0 | 28.129 | 2393.144 | 598.793 | 584.978 | 499.932 | 554.727 | 96.888 | 881.877 | 19.355 | 222.58 | 3774.404 | 1110.469 | : | : | 519.618
1997 | 14.553 | 395.661 | 1361.337 | 247.934 | 43.716 | 291.959 | 4306.028 | 368.672 | 770.39 | 2323.441 | 386.811 | 3799.712 | 213.651 | 298.526 | 122.722 | 3544.026 | 205.612 | 0 | 16.106 | 2396.969 | 612.688 | 613.698 | 527.318 | 518.649 | 136.704 | 915.827 | 19.932 | 227.542 | 3764.446 | 1120.575 | : | : | 510.687
1998 | 14.553 | 383.933 | 1445.48 | 235.594 | 45.285 | 280.703 | 4600.343 | 331.996 | 784.149 | 2506.22 | 483.922 | 3906.54 | 217.173 | 307.62 | 133.806 | 3817.802 | 262.185 | 0 | 29.587 | 2460.06 | 605.73 | 662.314 | 572.813 | 526.214 | 102.673 | 901.386 | 10.122 | 240.876 | 3621.343 | 1157.707 | : | : | 527.633
1999 | 12.33 | 354.658 | 1338.192 | 240.717 | 49.48 | 250.275 | 4514.665 | 337.396 | 680.723 | 2475.372 | 474.006 | 3522.237 | 229.499 | 297.925 | 119.533 | 3620.448 | 179.583 | 0 | 24.128 | 2302.067 | 616.555 | 694.721 | 547.116 | 418.359 | 55.926 | 904.568 | 10.515 | 237.963 | 3439.513 | 1074.125 | : | : | 438.821
2000 | 12.416 | 343.187 | 1422.476 | 219.163 | 49.31 | 245.078 | 4525.006 | 343.08 | 822.471 | 2399.683 | 443.546 | 3624.528 | 217.991 | 288.616 | 139.038 | 3646.58 | 196.394 | 0 | 32.165 | 2311.751 | 619.335 | 742.967 | 492.122 | 443.953 | 51.319 | 915.47 | 4.153 | 245.244 | 3394.728 | 999.401 | : | : | 337.057
2001 | 11.984 | 362.832 | 1334.856 | 222.373 | 48.42 | 252.764 | 4513.564 | 337.801 | 807.245 | 2370.686 | 405.851 | 3710.706 | 204.18 | 289.048 | 142.791 | 3652.971 | 275.618 | 0 | 25.951 | 2291.54 | 561.208 | 740.946 | 530.197 | 475.273 | 106.936 | 874.858 | : | 235.341 | 3206.098 | 1070.593 | : | : | 643.876
2002 | 14.636 | 373.349 | 1387.825 | 207.11 | 45.615 | 259.911 | 4530.168 | 330.061 | 781.531 | 2374.429 | 459.567 | 3438.395 | 203.02 | 255.138 | 134.043 | 3639.579 | 274.496 | 0 | 21.508 | 2022.778 | 535.198 | 726.133 | 502.089 | 502.41 | 136.941 | 794.803 | : | 237.341 | 3314.523 | 1095.556 | : | : | 804.878
2003 | 14.973 | 367.016 | 1501.475 | 207.843 | 40.886 | 274.463 | 4575.394 | 347.886 | 809.455 | 2409.098 | 458.799 | 3660.972 | 205.59 | 270.028 | 133.975 | 3773.113 | 301.172 | 0 | 33.493 | 2111.354 | 589.013 | 743.878 | 540.644 | 453.528 | 144.904 | 816.918 | : | 240.006 | 3320.806 | 1117.135 | : | : | 881.306
2004 | 18.482 | 357.396 | 1434.549 | 222.23 | 11.791 | 279.624 | 4672.974 | 341.644 | 788.479 | 2521.936 | 451.632 | 3684.862 | 214.07 | 260.821 | 123.077 | 3848.584 | 368.444 | 0 | 33.715 | 2208.782 | 562.52 | 763.484 | 542.899 | 551.755 | 149.246 | 857.324 | : | 242.365 | 3545.593 | 1097.33 | : | : | 866.411
2005 | 16.04 | 368.014 | 1334.303 | 250.383 | : | 322.947 | 4778.402 | 322.385 | 787.95 | 2507.665 | 414.001 | 3620.759 | 205.31 | 280.609 | 133.884 | 3966.208 | 391.079 | 0 | 38.373 | 2208.033 | 609.925 | 753.682 | 561.252 | 593.158 | 140.078 | 834.039 | : | 232.5 | 3446.009 | 1086.453 | : | 0.284 | 746.955
2006 | 16.247 | 356.759 | 1291.119 | 291.994 | : | 330.921 | 4655.135 | 335.888 | 801.242 | 2541.198 | 425.659 | 3509.963 | 194.052 | 278.242 | 137.695 | 3863.3 | 339.884 | 0 | 42.712 | 2048.189 | 650.134 | 827.455 | 566.682 | 567.743 | 117.89 | 835.46 | : | 241.809 | 3256.084 | 1104.028 | : | 0.123 | 576.687
2007 | 17.267 | 356.956 | 1347.748 | 290.461 | : | 312.205 | 4547.749 | 327.849 | 810.554 | 2432.143 | 453.44 | 3502.728 | 208.228 | 284.574 | 138.778 | 3903.329 | 203.506 | 0 | 42.298 | 2074.94 | 647.019 | 845.215 | 520.158 | 560.8 | 133.783 | 743.951 | : | 242.463 | 3252.331 | 1078.844 | : | 0.329 | 535.466
2008 | 12.302 | 365.045 | 1401.675 | 297.571 | : | 350.297 | 4476.089 | 315.135 | 763.593 | 2468.278 | 468.121 | 3561.867 | 179.884 | 282.712 | 136.631 | 3692.919 | 393.661 | 0 | 42.086 | 2109.951 | 594.398 | 858.697 | 509.099 | 560.793 | 127.534 | 845.507 | : | 235.484 | 3246.268 | 1030.203 | : | 0.455 | 424.314
2009 | 13.854 | 346.302 | 1298.642 | 261.973 | : | 312.493 | 4182.605 | 323.973 | 727.37 | 2217.26 | 456.884 | 3073.448 | 198.746 | 256.378 | 116.624 | 3409.973 | 358.533 | 0 | 39.147 | 2011.513 | 585.855 | 850.945 | 443.713 | 487.444 | 122.675 | 818.121 | : | 232.834 | 3037.377 | 794.633 | : | 0.675 | 424.186
2010 | 6.149 | 319.895 | 1383.92 | 226.409 | : | 335.157 | 3952.727 | 300.421 | 836.373 | 2220.133 | 438.924 | 2783.89 | 175.651 | 258.811 | 122.944 | 3529.817 | 382.663 | 0 | 34.326 | 2164.094 | 538.799 | 948.07 | 482.525 | 441.889 | 122.336 | 836.376 | : | 222.442 | 2944.418 | 827.123 | : | 0.479 | 443.976
2011 | 11.746 | 340.733 | 1226.535 | 208.418 | : | 300.411 | 3867.747 | 282.298 | 702.07 | 2201.374 | 470.542 | 2785.23 | 139.484 | 268.399 | 123.445 | 3323.464 | 383.266 | 0 | 28.064 | 2108.177 | 617.733 | 982.701 | 436.792 | 427.13 | 101.395 | 777.034 | : | 244.741 | 3031.827 | 834.104 | : | 0.484 | 343.744
2012 | 4.355 | 346.763 | 1317.514 | 241.926 | : | 308.559 | 3935.106 | 319.28 | 871.062 | 2484.686 | 456.607 | 2415.719 | 129.901 | 248.018 | 128.848 | 3134.613 | 362.958 | 0 | 10.298 | 2107.854 | 595.498 | 1026.41 | 470.343 | 390.121 | 91.95 | 854.304 | : | 220.158 | 2876.395 | 868.169 | : | 0.435 | 162.398
2013 | 1.58 | 357.076 | 1152.751 | 229.578 | : | 284.103 | 3830.967 | 300.794 | 839.08 | 2438.682 | 483.616 | 2371.164 | 125.754 | 243.114 | 118.539 | 2670.598 | 382.665 | 0 | 2.542 | 2002.517 | 612.236 | 1003.957 | 508.5 | 404.591 | 116.907 | 675.425 | : | 237.868 | 2556.701 | 908.244 | : | 0.341 | 131.724
2014 | 13.599 | 350.801 | 1336.391 | 209.101 | : | 319.827 | 3793.561 | 287.64 | 881.565 | 2460.913 | 475.18 | 2329.527 | 101.221 | 264.703 | 115.184 | 2546.416 | 318.334 | 0 | : | 1989.168 | 538.724 | 992.998 | 459.62 | 449.968 | 110.31 | 785.07 | : | 221.944 | 2367.468 | 870.593 | 41.77 | 0.299 | 95.635
Max | 18.482 | 368.014 | 1434.549 | 297.571 | 11.791 | 350.297 | 4778.402 | 341.644 | 881.565 | 2541.198 | 483.616 | 3684.862 | 214.07 | 284.574 | 138.778 | 3966.208 | 393.661 | 0 | 0 | 2208.782 | 650.134 | 1026.41 | 566.682 | 593.158 | 149.246 | 857.324 | 0 | 244.741 | 3545.593 | 1104.028 | 41.77 | 0 | 866.411